## Apnea, Resp, Oxygen
MEDICAID DURABLE MEDICAL EQUIPMENT (DME) AND SUPPLIES LISTING The following listing, based upon the Healthcare Common Procedure Coding System (HCPCS), describes equipment and supplies, coverage limitations, and service authorization (SA) requirements. The DME Listing HCPCS codes must be used for all Medicaid claims, regardless of whether Medicare uses the same HCPCS code for the item. Service authorization by Medicaid is not required when Medicare is the primary payer. Reimbursement for Medicare crossover claims will be made in accordance with established Medicare HCPCS codes and guidelines. When extended utilization or unusual amounts or types of equipment or supplies are required, the provider must request service authorization from the Department of Medical Assistance Services’ (DMAS) service authorization contractor. Instructions regarding service authorization may also be found in Appendix D of this Provider Manual. Items not identified in the listing require service authorization and may be submitted for service authorization under the appropriate miscellaneous HCPCS code. Lack of a specific HCPCS code for the item does not determine coverage. The appropriate miscellaneous code may be used and submitted for preauthorization. Providers must maintain documentation in accordance with the coverage criteria, documentation requirements, and Certificate of Medical Necessity (CMN) requirements as defined in Chapters IV and VI of this Provider Manual, regardless of whether or not service authorization is required. The key below identifies the codes used in the DME Listing. • N = Service authorization is not required up to the established limit • Y = Service authorization is required • P = Purchase • RR = *Rental • IC = Individual Consideration • UCC = Usual and Customary Charge *Medicaid reimbursement for rental items is a daily rate. DMAS will not provide rental reimbursement for days on which the recipient did not use the item. Please reference rental versus purchase guidelines in Chapter IV of this Provider Manual for additional requirements.
MEDICAID DME AND SUPPLIES LISTING
Apnea Monitors, Respiratory, Oxygen and Ventilators UCC = Bill Usual and Customary Charge IC = Individual Consideration
Old HCPCS Code | HCPCS Code | Description | Billing Unit | SA Type | Fee | Limit
Apnea Monitors
See Durable Medical Equipment and Supplies Manual , Chapter IV, for coverage criteria.
| A4556 | Electrodes (e.g. Apnea monitor) | Pair | N | 15.27 | 15/Month
| A4557 | Apnea Monitor Lead wires | Pair | N | 15.74 | 1/3 Months
Z4235 | E0618 | Apnea Monitor without recording feature | Each | Y | 3146.38 | 1/60 Months
| E0618 RR | Apnea Monitor without recording feature, rental | Day | N | 9.99 | 4 Months
E0608 | E0619 | Apnea Monitor with recording feature | Each | Y | 2762.58 | 1/60 Months
| E0619 RR | Apnea Monitor w/recording feature; rental | Day | N | 9.13 | 4 months
Z5906, E1399* | S8189 | 2-Channel Pneumogram/Download With Interpretation. | Each | Y | 253.69 | 1/Month
Z5905, E1399* | S8189 | 2-Channel Pneumogram/Download Without Interpretation | Each | Y | 199.51 | 1/Month
Z5909, E1399* | S8189 | Multi-Channel Sleep Study Or Polysomnagram With Or Without Interpretation. | Channel/Signal | Y | P-$IC | I.C.
A4572, E1399* | S8189 | Rib Belt | Each | Y | 4.96 | 4/12 Months
Z5908, E1399* | S8189 | Service Maintenance Agreement For Patient Owned Apnea Monitor. | Each | Y | 388.3 | 2/12 Months
Z5907, E1399* | S8189 | Servicing, Shipping And Handling For Apnea Monitors. | Each | Y | P-$IC | I.C.
Respiratory/Oxygen/Ventilators
| A4481 | Tacheostoma filter, any type, any size, each | Each | N | 0.45 | 65/Month
Z4610 | A4483 | Moisture exchanger, disposable, for use with invasive mechanical ventilation | Each | N | 4.13 | 20/ Month
| A4604 | Tubing with integrated heating element for use with positive airway pressure device | Each | Y | 47.58 | 1/month
| A4605 | Tracheal suction catheter, closed system, each | Each | N | 20.63 | 31/month
| A4606 | Oxygen probe for use with oximeter device, replacement | Each | N | 20.42 | 6/Month
| A4608 | Transtracheal oxygen catheter, each | Each | Y | 63.04 | IC
A4609, E1399* | S8189 | Tracheal suction catheter, closed system, for less than 72 hours of use | Each | Y | 13.58 | 31/Month
A4610, E1399* | S8189 | Tracheal suction catheter, closed system, for 72 hours or more of use (for Cath-n-sleeve use A4624) | Each | Y | 21.22 | 31/Months
| A4614 | Peak expiratory flow rate meter, hand held | Each | N | 29.91 | 1/6 Months
| A4615 | Cannula, nasal | Each | N | 0.92 | 5/Month
| A4616 | Tubing, oxygen | 1 Feet | N | 0.07 | 30/Month
| A4617 | Mouth Piece | Each | N | 3.9 | 1/month
| A4618 | Breathing circuits | Each | N | 11.19 | 15/Month
| A4619 | Face Tent | Each | N | 2.25 | 5/Month
| A4620 | Variable Concentration Mask | Each | N | 0.76 | 5/Month
| A4623 | Tracheostomy Inner Cannula Replacement | Each | N | 8.24 | 65/Month
| A4624 | Tracheal suction catheter, any type other than closed system, each | Each | N | 2.83 | 120/Month
| A4625 | Tracheostomy care kit for new tracheostomy | Each | N | 8.71 | 31/Month
| A4626 | Tracheostomy cleaning brush, each | Each | N | 4.01 | 2/Month
| A4627 | Spacer, bag or reservoir, with or without mask, for use with metered dose inhaler | Each | N | 24.95 | 1/12 Months
| A4628 | Oropharyngeal suction catheter, | Each | N | 4.71 | 5/Month
| A4629 | Tracheostomy care kit for established tracheostomy | Each | N | 5.85 | 31/Month
| A7000 | Canister, disposable, used with suction pump | Each | N | 10.04 | 12/12Months
| A7001 | Canister, non-disposable, used with suction pump, each | Each | N | 41.59 | 4/12months
| A7002 | Tubing, used with suction pump, each | 10 Ft. | N | 4.82 | 5/Month
| A7003 | Administration set, with small volume nonfiltered pneumatic nebulizer, disposable | Each | N | 1.8 | 5/Month
| A7004 | Small volume nonfiltered pneumatic nebulizer, disposable | Each | N | 1.57 | IC
| A7005 | Administration set, with small volume nonfiltered pneumatic nebulizer, non-disposable | Each | N | 18.53 | 1/6 Months
| A7006 | Administration set, with small volume filter pneumatic nebulizer | Each | N | 9.78 | 1/Month
| A7007 | Large voume nebulizer, disposable, unfilled, used with aerosol compressor | Each | N | 4.88 | 5/Month
| A7008 | Large volume nebulizer, disposable, Prefilled, used with aerosol compressor | Each | N | 13.82 | 120/Month
| A7009 | Reservoir bottle, nondisoisable, used with large volume ultrasonic nebulizer | Each | N | 52.88 | 5/Month
| A7010 | Corrugated tubing, disposable, used with large volume nebulizer, 100 ft | 100 Ft | N | 20.41 | 5/Month
| A7012 | Water collection device, used with large volume nebulizer | Each | N | 3.75 | 1/60 Months
| A7013 | Filter, disposable, used with aerosol compressor | Each | N | 0.85 | 12/12months
| A7014 | Filter, nondisposable, used with aerosol compressor or ultrasonic generator | Each | N | 4.33 | 4/12Months
| A7015 | Aerosol mask, used with DME nebulizer | Each | N | 1.7 | 4/Month
| A7016 | Dome and mouthpiece, used with small volume ultrasonic nebulizer | Each | N | 9.13 | 1/Month
| A7018 | Water, distilled, used with large volume nebulizer, 1000 ml | Each | N | 0.43 | 15/month
| A7020 | Interface for cough stimulating device, includes all components, replacement only | Each | Y | 17.53 | 1/ month
| A7025 | High Frequency chest wall oscillation system vest, replacement for with patient owned equipment, each | Each | Y | 574.27 | 1/24 Months
| A7026 | High Frequency chest wall oscillation system hose, replacement for use with patient owned equipment, each | Each | Y | 36.14 | 1/24 Months
| A7027 | Combination oral/nasal mask, used with continious positive airway pressure device, each | Each | N | 142.63 | 3/12 Months
| A7028 | Oral cushion for comination oral/nasal mask, replacement only, each | Each | N | 38.77 | 3/12 Months
| A7029 | Nasal pillows for comination oral/nasal mask, replacement only, each | Each | N | 18.58 | 3/12 Months
| A7030 | Full face mask used with positive airway pressure device, eahc | Each | N | 107.21 | 3/12 Months
| A7031 | Face mask interface, replacement for full face mask, each | Each | N | 41.34 | 3/12 Months
| A7032 | Replacement cushion for nasal application device, each | Each | N | 22.27 | 3/12Months
| A7033 | Replacement Pillows for nasal application device | Pair | N | 18.73 | 3/12 Months
| A7034 | Nasal interface (mask or cannula type) used w/positive airway pressure device, w/or w/out head strap | Each | N | 69.09 | 3/12 Months
| A7035 | Headgear used with positive airway pressure device | Each | N | 22.7 | 3/12 Months
| A7036 | Chinstrap used with positive airway pressure device | Each | N | 12.61 | 3/12 Months
| A7037 | Tubing used with positive airway pressure device | Each | N | 14.95 | 3/12 Months
| A7038 | Filter, disposable, used with positive airway pressure device | Each | N | 2.5 | 1/Month
| A7039 | Filter, non disposable, used with positive airway pressure device | Each | N | 7.05 | 1/Month
| A7044 | Oral interface used with positive airway pressure device, each | Each | Y | 97.43 | 3/12 Months
| A7045 | Exhalation port with or without swivel used with accessories for positive airway devices, replacement only | Each | N | 15.43 | 3/12 Months
| A7046 | Water chamber for humidifier, used with positive airway pressure device, replacement, each | Each | N | 15.97 | 1/Month
A7047 | A7047 | Oral interface used with respiratory suction pump, each | Each | N | 152.04 | 3/12 Months
| A7049 | Expiratory positive airway pressure intranasal resistance vavle | Each | Y | $IC | 1/month
| A7501 | Tracheostoma valve, including diaphragm, each | Each | N | 132.06 | 1/Month
| A7502 | Replacement diaphragm/faceplate for tracheostoma valve, each | Each | N | 62.78 | 1/Month
| A7503 | Filter holder or filter cap, reusable, for use in a tracheostoma heat and moisture exchange system, each | Each | N | 14.27 | 1/6 Months
| A7504 | Filter for use in a tracheostoma heat and moisture exchange system, each | Each | N | 0.86 | 65/Month
| A7505 | Housing, reusable without adhesive, for use in a heat and moisture exchange system and/or with a tracheostoma valve, each | Each | N | 5.9 | 2/3 Month
| A7506 | Adhesive disc for use in a heat and moisture exchange system and/or with tracheostoma valve, any type, each | Each | N | 0.41 | 65/Month
| A7507 | Filter holder and integrated filter without adhesive, for use in tracheostoma heat and moisture exchange system, each | Each | N | 3.14 | 65/Month
| A7508 | Housing and integrated adhesive, for use in a tracheostoma heat and moisture exchange system and/ or with a tracheostoma valve, each | Each | N | 3.61 | 65/Month
| A7509 | Filter holder and integrated filter housing, and adhesive, for use as a tracheostoma heat and moisture exchange system, each | Each | N | 1.77 | 65/Month
| A7520 | TracheOstomy/laryngectomy tube, non-cuffed, polyvinylchloride (PVC), silicone or equal, each | Each | N | 59.7 | 3/ Month
| A7521 | Tracheostomy/laryngectomy tube, cuffed, polyvinylchloride (PVC), silicone or equal, each | Each | N | 59.16 | 3/ Month
| A7522 | Tracheostomy/laryngectomy tube, stainless steel or equal, (sterilizable and reusable), each | Each | N | 56.79 | 1/ Month
| A7524 | Tracheostomy stent/stud/button, each | Each | N | 56.79 | 1/3 Months
| A7525 | Tracheostomy Mask | Each | N | 2.59 | 5/Month
| A7526 | Tracheostomy tube collar/holder, each | Each | N | 4.27 | 31/Month
| A7527 | Tracheostomy/larngectomy tube plug/stop, each | Each | N | 4.5 | 2/3 Month
| E0424 RR | Stationary compressed gaseous oxygen system, rental, includes container, contents, regulator, flowmeter, humidifier, nebulizer, cannula or mask, and tubing (Coverage of home oxygen must be preauthorized by DMAS for members with arterial PO2 levels at or above 60 mm Hg or whose arterial blood oxygen saturation is at or above 90% (or at or above 95% for children.) The practitioner must submit documentation, in addition to the CMN, which specifies why oxygen is medically necessary.) | Day | N See note for exception on Service auth | 3.27 | 12 Months
| E0430 | Portable Gaseous Oxygen System, purchase, Includes Regulator, flowmeter, humidifier, cannula or mask, and tubing | Each | Y | P-$IC | 1/60 months
| E0431 RR | Portable Gaseous Oxygen System, rental, Includes Regulator, flowmeter, humidifier, cannula or mask, and tubing (Coverage of home oxygen must be preauthorized by DMAS for members with arterial PO2 levels at or above 60 mm Hg or whose arterial blood oxygen saturation is at or above 90% (or at or above 95% for children.) The practitioner must submit documentation, in addition to the CMN, which specifies why oxygen is medically necessary.) | Day | N See note for exception on Service auth | 0.71 | 12 Months
| E0431 RR U1 | Portable Gaseous Oxygen System, rental, Includes Regulator, flowmeter, humidifier, cannula or mask, and tubing (Coverage of home oxygen must be preauthorized by DMAS for members with arterial PO2 levels at or above 60 mm Hg or whose arterial blood oxygen saturation is at or above 90% (or at or above 95% for children.) The practitioner must submit documentation, in addition to the CMN, which specifies why oxygen is medically necessary.) High Intensity Code must have O2 rate above 4 Lpm | Day | Y | 1.89 | 12 months
| E0433 RR | Portable liquid liquid oxygen system, rental; home liquefier used to fill portable liquid oxygn containers, includes portable containers, regulator, flowmeter, humidifer, cannula or mask and tubing, with or without supply reservior and gauge | Day | Y | 1.57 | 12 Months
| E0433 RR U1 | Portable liquid liquid oxygen system, rental; home liquefier used to fill portable liquid oxygn containers, includes portable containers, regulator, flowmeter, humidifer, cannula or mask and tubing, with or without supply reservior and gauge High Intensity Code must have O2 rate above 4 Lpm | Day | Y | 1.89 | 12 Months
| E0434 RR | Portable liquid oxygen system, rental, includes portable container, supply reservoir, humidifier, flowmeter, refill adapter, contents gauge, cannula or mask, and tubing (Coverage of home oxygen must be preauthorized by DMAS for members with arterial PO2 levels at or above 60 mm Hg or whose arterial blood oxygen saturation is at or above 90% (or at or above 95% for children.) The practitioner must submit documentation, in addition to the CMN, which specifies why oxygen is medically necessary.) | Day | N See note for exception on Service auth | 1.57 | 12 Months
| E0434 RR U1 | Portable liquid oxygen system, rental, includes portable container, supply reservoir, humidifier, flowmeter, refill adapter, contents gauge, cannula or mask, and tubing (Coverage of home oxygen must be preauthorized by DMAS for members with arterial PO2 levels at or above 60 mm Hg or whose arterial blood oxygen saturation is at or above 90% (or at or above 95% for children.) The practitioner must submit documentation, in addition to the CMN, which specifies why oxygen is medically necessary.) High Intensity code must have O2 rate above 4 LPM | Day | Y | 1.89 | 12 Months
| E0435 | Portable liquid oxygen system, purchase, includes portable container, supply reservoir, flowmeter, humidifier, contents gauge, cannula or mask, tubing, and refill adapter | Each | Y | P-$IC | 1/60 months
| E0439 RR | Stationary liquid oxygen system, rental, includes container, contents, regulator, flowmeter, humidifier, nebulizer, cannula or mask and tubing (Coverage of home oxygen must be preauthorized by DMAS for members with arterial PO2 levels at or above 60 mm Hg or whose arterial blood oxygen saturation is at or above 90% (or at or above 95% for children.) The practitioner must submit documentation, in addition to the CMN, which specifies why oxygen is medically necessary.) | Day | N See note for exception on Service auth | 3.27 | 12 Months
| E0441 | Stationary oxygen contents, gaseous, 1 month supply = 1 unit | 1 Unit | Y | 65.45 | 12 Months
| E0442 | Stationary oxygen contents, liquid, one month’s supply = 1 unit | 1 Unit | N | 65.45 | 1/ Month
| E0443 | Portable oxygen contents, gaseous one month’s supply = 1 unit | 1 Unit | N | 58.1 | 1/Month
| E0444 | Portable oxygen contents, liquid, one month's suppley = 1 unit | 1 Unit | Y | 58.1 | 1/Month
| E0447 | Portable oxygen contents, liquid, one month's suppley = 1 unit, prescribed amount at rest or nighttime exceeds 4 liters per minute (lpm) | 1 Unit | Y | 84.2 | 1/month
| K0738 RR | Portable gaseous oxygen system, rental; home compressor used to fill portable oxygen cylinders; includes portable containers, regulator, flowmeter, humidifer, cannula or mask, and tubing (Coverage of home oxygen must be preauthorized by DMAS for members with arterial PO2 levels at or above 60 mm Hg or whose arterial blood oxygen saturation is at or above 90% (or at or above 95% for children.) The practitioner must submit documentation, in addition to the CMN, which specifies why oxygen is medically necessary.) | Day | N See note for exception on Service auth | 1.52 | 12 Months
| E0445 | Oximeter device for measuring blood oxygen levels, non-invasively | Each | Y | 1274.78 | 1/60 Months
| E0445 RR | Oximeter device for measuring blood oxygen levels, non-invasively | Day | Y | 6 | 3 Months
E0450, E0463 | E0465 | Home ventilator, any type, used with invasive interface, (e.g., tracheostomy tube) | Each | Y | 12589.61 | 1/60 months
| E0465 RR | Home ventilator, any type, used with invasive interface, (e.g., tracheostomy tube) | Day | Y | 39.97 | 3 months
E0460, E0461, E0464 | E0466 | Home ventilator, any type, used with non-invasive interface, (e.g., mask, chest shell) | Each | Y | 12589.61 | 1/60 months
| E0466 RR | Home ventilator, any type, used with non-invasive interface, (e.g., mask, chest shell) | Day | Y | 39.97 | 3 months
| E0467 | Home Ventilator, multi-function respiratory device, also performs any or all of the additional functions of oxygen concentration, drug nebulization, aspiration, and cough stimulation, includes all accessories, components and supplies for all functions | Each | Y | 14629.9 | 1/60 Months
| E0467 RR | Home Ventilator, multi-function respiratory device, also performs any or all of the additional functions of oxygen concentration, drug nebulization, aspiration, and cough stimulation, includes all accessories, components and supplies for all functions | Day | Y | 46.45 | 3 months
| E0455 | Oxygen Tent, Excluding Croup Or Pediatric Tents | Each | N | 7.56 | 2/Month
| E0457 | Chest shell (cuirass) | Each | Y | 594.05 | 1/60 Months
| E0457 RR | Chest shell (cuirass) | Day | Y | 1.93 | 6 Months
| E0460 | Negative pressure ventilator, portable or stationary | Each | Y | 1691.5 | 1/60 Months
| E0460 RR | Negative pressure ventilator, portable or stationary | Day | N | 20.76 | 6 Months
| E0461 RR | Volume ventilator, stationary or portable, with backup rate feature, used with non-invasive interface | Each | Y | 31.75 | 12 Months/Year
| E0470 | Respiratory Assist Device, bi-level pressure capability, w/out backup rate feature, used w/noninvasive interface e.g. nasal or facial mask. | Each | Y | 1568.99 | 1/36 Months
| E0470 RR | Respiratory Assist Device, bi-level pressure capability, w/out backup rate feature, used w/noninvasive interface e.g. nasal or facial mask. | Day | Y | 4.18 | 2 Months
| E0471 | Respiratory assist device, bi-level pressure capability, w/backup rate feature, used w/noninvasive interface, eg. Nasal or facial mask | Each | Y | 3753.41 | 1/36 Months
| E0471 RR | Respiratory assist device, bi-level pressure capability, w/backup rate feature, used w/noninvasive interface, eg. Nasal or facial mask | Day | Y | 10.29 | 2 Months
| E0472 | Respiratory Assist Device, bi-level pressure capability, with backup rate feature, used with invasive interface, e.g. tracheostomy tube (intermittent assist device with continuous positive airway pressure device) | Each | Y | 4851.55 | 1/36 Months
| E0472 RR | Respiratory Assist Device, bi-level pressure capability, with backup rate feature, used with invasive interface, e.g. tracheostomy tube (intermittent assist device with continuous positive airway pressure device) | Day | Y | 15.72 | 2 Months/Year
| E0480 | Percussor, Electric Or Pneumatic, Home Model | Each | Y | 527.23 | 1/60 Months
| E0480 RR | Percussor, Electric Or Pneumatic, Home Model | Day | Y | 1.67 | 3 Months
| E0482 | Cough stimulating device | Each | Y | 5360.59 | 1/60 Months
| E0482 RR | Cough stimulating device | Day | Y | 17.02 | 3 Months
| E0483 | High frequency chest wall oscillation system, with full anterior and/or posterior region receiving simultaneous external oscillation, includes all accessories and supplies, each | Each | Y | 14037.11 | 1/60 Months
| E0483 RR | High frequency chest wall oscillation system, includes all accessories and supplies, each | Day | Y | 44.56 | 3 Months
| E0500 | IPPB Machine, all types, w/built-in nebulization; manual or automatic valves; internal or external power source | Each | Y | 1449.26 | 1/60 Months
| E0500 RR | IPPB Machine, all types, w/built-in nebulization; manual or automatic valves; internal or external power source | Day | Y | 4.6 | 3 Months
| E0561 | Humidifier, non-heated, used with positive airway pressure device | Each | N | 86.81 | 1/36 Months
| E0561 RR | Humidifier, non-heated, used with positive airway pressure device | Day | N | 0.29 | 6 Months
| E0562 | Humidifier, heated, used with positive airway pressure device | Each | N | 168.46 | 1/60 Months
| E0562 RR | Humidifier, heated, used with positive airway pressure device | Day | N | 0.56 | 6 Months
| E0565 | Compressor, air power source for equipment which is not self contained or cylinder driven | Each | Y | 544.73 | 1/36 Months
| E0565 RR | Compressor, air power source for equipment which is not self contained or cylinder driven | Day | Y | 1.64 | 3 Months
| E0570 | Nebulizer, with compressor | Each | N | 98.54 | 1/36 Months
| E0570 RR | Nebulizer, with compressor | Day | N | 0.31 | 3 Months
| E0575 | Nebulizer, Ultra-Sonic large volume | Each | Y | 1281.71 | 1/36 Months
| E0575 RR | Nebulizer, Ultra-Sonic large volume | Day | Y | 3.66 | 6 Months
| E0580 | Nebulizer, w/compressor, durable, glass or autoclavable plastic, bottle type, for us w/regulator or flowmeter | Each | N | 145.29 | 1/36 Months
| E0580 RR | Nebulizer, w/compressor, durable, glass or autoclavable plastic, bottle type, for us w/regulator or flowmeter; rental | Day | N | 0.48 | 6 Months
| E0585 RR | Nebulizer w/compressor and heater; rental | Day | N | 1.12 | 6 months
| E0600 | Respiratory suction pump, home model, portable or stationary, electric | Each | N | 513.79 | 2/36 Months
| E0600 RR | Respiratory suction pump, home model, portable or stationary, electric | Day | N | 1.63 | 3 Months
Z4229 | E0601 | Continuous Positive Airway Pressure (CPAP) Device | Each | Y | 617.14 | 1/36 Months
| E0601 RR | Continuous Positive Airway Pressure (CPAP) Device | Day | Y | 1.63 | 2 Months
| E0606 | Postural Drainage Board/Reflux Wedge | Each | N | 257.59 | 1/60 Months
| E0606 RR | Postural Drainage Board/Reflux Wedge | Day | N | 0.82 | 3 Months
| E1352 | Oxygen accessory, flow regulator capable of positive inspiratory pressure | Each | Y | P- $IC | 1/36 months
| E1353 | Regulator | Each | Y | 35.61 | 1/60 Months
| E1355 | Stand/Rack | Each | Y | 26.84 | 1/36 Months
| E1372 | Immersion external heater for nebulizer | Each | Y | 149.79 | 1/60 Months
| E1372 RR | Immersion Heater For Nebulizer | Day | Y | 0.57 | 1/36 Months
| E1390 RR | Oxygen concentrator, single delivery port, capable of delivering 85 percent or greater oxygen concentration at the prescribed flow rate (Coverage of home oxygen must be preauthorized by DMAS for members with arterial PO2 levels at or above 60 mm Hg or whose arterial blood oxygen saturation is at or above 90% (or at or above 95% for children.) The practitioner must submit documentation, in addition to the CMN, which specifies why oxygen is medically necessary.) | Day | N See note for exception on Service auth | 3.27 | 12 Months
| E1391 RR | Oxygen concentrator, dual delivery port, capable of delivering 85 percent or greater oxygen concentration at the prescribed flow rate (Coverage of home oxygen must be preauthorized by DMAS for members with arterial PO2 levels at or above 60 mm Hg or whose arterial blood oxygen saturation is at or above 90% (or at or above 95% for children.) The practitioner must submit documentation, in addition to the CMN, which specifies why oxygen is medically necessary.) | Day | N See note for exception on Service auth | 3.27 | 12 months
| E1392 RR | Portable oxygen concentrator, rental (Coverage of home oxygen must be preauthorized by DMAS for members with arterial PO2 levels at or above 60 mm Hg or whose arterial blood oxygen saturation is at or above 90% (or at or above 95% for children.) The practitioner must submit documentation, in addition to the CMN, which specifies why oxygen is medically necessary.) | Day | N See note for exception on Service auth | 1.89 | 12 Months
| E1392RR U1 | Portable oxygen concentrator, rental (Coverage of home oxygen must be preauthorized by DMAS for members with arterial PO2 levels at or above 60 mm Hg or whose arterial blood oxygen saturation is at or above 90% (or at or above 95% for children.) The practitioner must submit documentation, in addition to the CMN, which specifies why oxygen is medically necessary.) High Intensity code must have O2 rate above 4 LPM | Day | Y | 1.89 | 12 Months
| E 1405 RR | O2/Water Vapor Enriched System with Heated Delivery | Day | N | 4.91 | 3 Months
| E 1406 RR | O2/Water Vapor Enriched System without Heated Delivery | Day | N | 4.1 | 3 Months
| K1037 | Docking station for use with oral device/appliance used to reduce upper airway collapsibility | Each | Y | IC | IC
| S8189 | Custom trach | Each | Y | IC | IC
Z4193, E1399* | S8189 | Aerosol Therapy (High Flow), Includes Regulator/Flowmeter, 50-PSI Compressor, Face Tents, Trach Collars, T-Tubes, Masks Or Swivel Adapters, Corrugated Tubing, Drainage Bags, With Or Without Heater. | Day | Y | 10.15 | 3 Months
Z4229, E1399* | S8189 | CPAP/BiPAP Service/Maintenance Agreement | Each | Y | 36.12 | 12/12 Months
Y0254, E1399* | S8189 | Croup Tent, Including Compressor, Tent | Each | Y | 7.56 | 6 Months
Y0253, E1399* | S8189 | Disposable Tent, Croup Type | Each | Y | 10.55 | 2/Month
Y0002, E1399* | S8189 | Germicide Disinfectant (1pt. Concentrate) | Each | Y | 12.25 | 2/12 Months
Z9200, E1399* | S8189 | Miscellaneous Respiratory | Each | Y | P-$IC | I.C.
K0170, E1399* | S8189 | Non-Disposable Pneumatic Nebulizer Administration Set | Each | Y | 22.34 | 2/Year
Y0265, E1399* | S8189 | Oxygen Accumulator For Ventilator | Each | Y | 306.65 | 1/60 Months
Y1384, E1399* | S8189 | Oxygen Water Trap | Each | Y | 5.72 | 10/Month
Y0010, E1399* | S8189 | Peep Valve, Disposable | Each | Y | 10.89 | 1/1 Month
Z4221, E1399* | S8189 | Permanent Pulse Oximeter Sensor, Any Style Or Size | Each | Y | 261.43 | 1/12 Months
Y0238, E1399* | S8189 | Pulse Oximeter Battery Pack Rechargeable, Nicad. | Each | Y | 68.05 | 1/12 Months
Y0240, E1399* | S8189 | Pulse Oximeter Printer Paper | 12/Case | Y | 21.77 | 1/6 Months
Y0007, E1399* | S8189 | Reservoir For Transfer Chambers | Each | Y | 57.16 | 1/24 Months
Z4561 | S8189 | Service Maintenance Agreement For A Patient -Owned Ventilator | 1 unit per month | Y | 226.81 | 12 per year
Y0401 | S8189 | Service Maintenance Agreement For A Patient Owned Ventilator, Covered Under An Extended Warranty Plan | 1 unit per month | Y | 118.75 | 12 per year
Z4269, E1399* | S8189 | Temperature Probe-Ventilator | Each | Y | 181 | 15/Month
Y0271, E1399* | S8189 | Trach Blow- By System, Trach T | Each | Y | 1.28 | 2/Month
Y0006, E1399* | S8189 | Transfer Chambers | Each | Y | 20.42 | 8/Month
Z4454, E1399* | S8189 | Ventilator Repair | Each | Y | P-$IC | 1/12 Months
Y0264, E1399* | S8189 | Oxygen Accumulator For Ventilator | Day | Y | 1.03 | 6 Months
| L8501 | Tracheostomy Speaking Valve | Each | N | 108.72 | 6/12 Months
Y0257 | S8096 | Portable peek flow meter | Each | N | 27.22 | 2/12 Months
| S8120 | Oxygen contents, gaseous, 1 unit equals 1 cubic foot | Each | Y | P-$IC | I.C.
| S8121 | Oxygen contents, liquid, 1 unit equals 1 pound | Each | Y | P-$IC | 12 Months
Y0266; Y0280; Y0256; Y0255 | S8999 | Resuscitation bag (for use by patient on artificial respiration during power failure or other catastrophic event) | Each | Y | 67.93 | 4/12 Months
Changes
Competitve Bid Rates are noted in Blue and updated 1/1/25
U1 High Intensity codes must meet high intensity criteria (O2 rate above 4LPM)
Rates in Bold effective 1/1/2025
* new code to replace E1399, for any respiratory item which was coded as E1399, use S8189, tracheostomy Supplies, effective 7/1/2010

## Bandages, Dressings
MEDICAID DURABLE MEDICAL EQUIPMENT (DME) AND SUPPLIES LISTING The following listing, based upon the Healthcare Common Procedure Coding System (HCPCS), describes equipment and supplies, coverage limitations, and service authorization (SA) requirements. The DME Listing HCPCS codes must be used for all Medicaid claims, regardless of whether Medicare uses the same HCPCS code for the item. Service authorization by Medicaid is not required when Medicare is the primary payer. Reimbursement for Medicare crossover claims will be made in accordance with established Medicare HCPCS codes and guidelines. When extended utilization or unusual amounts or types of equipment or supplies are required, the provider must request service authorization from the Department of Medical Assistance Services’ (DMAS) service authorization contractor. Instructions regarding service authorization may also be found in Appendix D of this Provider Manual. Items not identified in the listing require service authorization and may be submitted for service authorization under the appropriate miscellaneous HCPCS code. Lack of a specific HCPCS code for the item does not determine coverage. The appropriate miscellaneous code may be used and submitted for preauthorization. Providers must maintain documentation in accordance with the coverage criteria, documentation requirements, and Certificate of Medical Necessity (CMN) requirements as defined in Chapters IV and VI of this Provider Manual, regardless of whether or not service authorization is required. The key below identifies the codes used in the DME Listing. • N = Service authorization is not required up to the established limit • Y = Service authorization is required • P = Purchase • RR = *Rental • IC = Individual Consideration • UCC = Usual and Customary Charge *Medicaid reimbursement for rental items is a daily rate. DMAS will not provide rental reimbursement for days on which the recipient did not use the item. Please reference rental versus purchase guidelines in Chapter IV of this Provider Manual for additional requirements.
MEDICAID DME AND SUPPLIES LISTING
Bandages, Dressings, Gauze and Tape UCC = Bill Usual and Customary Charge IC = Individual Consideration
Old HCPCS Code | New HCPCS Code | Description | Billing Unit | SA Type | Fee | Limit
| A4216 | Sterile water, saline and/or dextrose, diluent/flush, 10 ml | Each | N | 0.51 | 60/Month
| A4217 | Sterile water/saline 500 ml | Each | N | 3.56 | 60/Months
| A4244 | Alcohol or peroxide, per pint | Per Pint | N | P- $0.65 | 3/Month
| A4246 | Betadine or pHisoHex solution, per pint | Pint | N | P- $12.67 | 3/Month
| A4247 | Betadine or iodine swabs/wipes, per box | Box of 50 | N | P- $6.93 | 3/Month
| A4450 | Tape, non-waterproof, per 18 square inches | 1 unit = 18 sq inches | N | 0.13 | 120/Month
| A4452 | Tape, waterproof, per 18 square inches | 1 unit = 18 sq inches | N | 0.44 | 120/Month
| A4461 | Surgical dressing holder, non-reusable, each | Each | N | 4.15 | 31/ Months
| A4463 | Surgical dressing holder, reusable, each | Each | N | 16.74 | 2/3 months
| A6010 | Collagen based wound filler, dry form, per gram of collagen | Gram | N | 38.94 | 4 Grams
| A6011 | Collagen based wound filler, gel/paste, per gram of collagen | Gram | N | 2.87 | 4 Grams
| A6021 | Collagen dressing, sterile, pad size 16 sq. in. or less, each | Each | N | 26.44 | 31/Month
| A6022 | Collagen dressing, sterile, pad size more than 16 sq. in but less than or equal to 48 sq. in., each | Each | Y | 26.44 | 31/month
| A6023 | Collagen dressing, sterile, pad size more than 48 sq. in., each | Each | Y | 239.31 | 31/Month
| A6024 | Collagen dressing wound filler, per 6 in | Each | N | 7.78 | 31/Month
| A6025 | Gel sheet, for dermal or epidermal applications, (e.g. silicone, hydrogel, other), each | Each | Y | 25.69 | 31/Month
| A6154 | Wound pouch, each | Each | N | 17.52 | 15/Month
| A6196 | Alginate or other fiber gelling dressing, wound cover, pad size 16 sq. in. or less, each dressing | Each | N | 9.25 | 31/Month
| A6197 | Alginate or other fiber gelling dressing, wound cover, pad size more than 16 sq. in. but less than 48 sq. in., each dressing | Each | N | 20.68 | 31/Month
| A6198 | Alginate or other fiber gelling dressing, wound cover, pad size more than 48 sq. in. each dressing | Each | Y | 20.45 | 31/Month
| A6199 | Alginate or other fiber gelling dressing, wound filler, per 6 inches | Each | N | 6.63 | 31/Month
| A6203 | Composite dressing, pad size 16 sq. in. or less, with any size adhesive border, each dressing | Each | N | 4.24 | 15/Month
| A6204 | Composite dressing, pad size more than 16 sq. in. but less than or equal to 48 sq. in., any size with adhesive border, each dressing | Each | N | 7.82 | 15/Month
| A6205 | Composite dressing, pad size more than 48 sq. in., with any size adhesive border, each dressing | Each | Y | 5.58 | 15/Month
| A6206 | Contact layer, 16 sq. in. or less, each dressing | Each | Y | P- $ IC | 15/Month
| A6207 | Contact layer, more than 16 sq. in. but less than or equal to 48 sq. in., each dressing | Each | N | 9.23 | 15/Month
| A6208 | Contact layer, more than 48 sq. in., each dressing | Each | Y | P- $ IC | 15/Month
| A6209 | Foam dressing, wound cover, pad size 16 sq. in. or less, without adhesive border, each dressing | Each | N | 9.4 | 12/Month
| A6210 | Foam dressing, wound cover, pad size more than 16 sq. in. but less than or equal to 48 sq. in., without adhesive border, each dressing | Each | N | 25.06 | 12/Month
| A6211 | Foam dressing, wound cover pad size more than 48 sq. in., without adhesive border, each dressing | Each | N | 36.94 | 12/Month
| A6212 | Foam dressing, wound cover, pad size 16 sq. in. or less, with any size adhesive border, each dressing | Each | N | 12.21 | 12/Month
| A6213 | Foam dressing, wound cover, pad size more than 16 sq. In. but less than 48 sq. in, with any size adhesive border, each dressing | Each | Y | 10.15 | IC
| A6214 | Foam dressing, wound cover pad size more than 48 sq. in., with any size adhesive border, each dressing | Each | N | 12.95 | 12/Month
| A6215 | Foam dressing, wound filler, per gram | Gram | Y | P- $IC | 4 Grams
| A6216 | Gauze, non-impregnated, non-sterile, pad size 16 sq. in. or less, without adhesive border, each dressing | Each | N | 0.05 | 600/Month
| A6217 | Gauze, non-impregnated, non-sterile, pad size more than 16 sq. in. but less than or equal to 48 sq. in., without adhesive border, each dressing | Each | Y | P- $IC | 600/Month
| A6218 | Gauze, non-impregnated, non-sterile, pad size more than 48 sq. in., without adhesive border, each dressing | Each | Y | P- $IC | 600/Month
| A6219 | Gauze, non-impregnated, pad size 16 sq. in. or less, with any size adhesive border, each dressing | Each | N | 1.2 | 180/Month
| A6220 | Gauze, non-impregnated, pad size more than 16 sq. in. but less than or equal to 48 sq. in., with any size adhesive border, each dressing | Each | N | 3.26 | 180/Month
| A6221 | Gauze, non-impregnated, pad size more than 48 sq. in., with any size adhesive border, each dressing | Each | Y | P- $IC | 180/Month
| A6222 | Gauze, impregnated with other than water, normal saline, or hydrogel, pad size 16 sq. in. or less, without adhesive border, each dressing | Each | N | 2.68 | 36/Month
| A6223 | Gauze, impregnated with other than water, normal saline, or hydrogel, pad size 16 sq. in. but less than or equal to 48 sq. in., without adhesive border, each dressing | Each | N | 3.05 | 36/Month
| A6224 | Gauze, impregnated with other than water, normal saline, or hydrogel, pad size more than 48 sq. in., without adhesive border, each dressing | Each | N | 5.03 | 36/Month
| A6228 | Gauze, impregnated, water or normal saline, pad size 16 sq. in. or less, without adhesive border, each dressing | Each | Y | P- $IC | 65/Month
| A6229 | Gauze, impregnated, water or normal saline, pad size more than 16 sq. in. but less than or equal to 48 sq. in., without adhesive border, each dressing | Each | N | 5.03 | 65/Month
| A6230 | Gauze, impregnated, water or normal saline, pad size more than 48 sq. in., without adhesive border, each dressing | Each | Y | P- $IC | 65/Month
| A6231 | Gauze, impregnated, hydrogel, for direct wound contact, pad size 16 sq. in. or less, each dressing | Each | N | 5.88 | 31/Month
| A6232 | Gauze, impregnated, hydrogel, for direct wound contact, pad size greater than 16 sq. in. but less than or equal to 48 sq.in., each dressing | Each | N | 8.63 | 31/Month
| A6233 | Gauze, impregnated, hydrogel, for direct wound contact, pad size more than 48 sq. in., each dressing | Each | N | 24.11 | 31/Month
| A6234 | Hydrocolloid dressing, wound cover, pad size 16 sq. in. or less without adhesive border, each dressing. | Each | N | 8.24 | 12/Month
| A6235 | Hydrocolloid dressing, wound cover, pad size more than 16 sq. in., but less than or equal to 48 sq. in., without adhesive border, each dressing | Each | N | 21.15 | 12/Month
| A6236 | Hydrocolloid dressing, wound cover, pad size more than 48 sq. in., without adhesive border, each dressing | Each | N | 34.26 | 12/Month
| A6237 | Hydrocolloid dressing, wound cover, pad size 16 sq. in., or less, with any size adhesive border, each dressing | Each | N | 9.95 | 12/Month
| A6238 | Hydrocolloid dressing, wound cover, pad size more than 16 sq. in., but less than or equal to 48 sq. in., with any size adhesive border, each dressing | Each | N | 28.67 | 12/Month
| A6239 | Hydrocolloid, dressing, wound cover, pad size more than 48 sq. in., with any size adhesive border, each dressing | Each | Y | P- $IC | 12/Month
| A6240 | Hydrocolloid dressing, wound filler, paste, per fluid ounce | Ounce | N | 15.4 | 12 Month
| A6241 | Hydrocolloid dressing, wound filler, dry form, per gram | Gram | N | 3.23 | 12 Month
| A6242 | Hydrogel dressing, wound cover, pad size 16 sq. in. or less, without adhesive border, each dressing | Each | N | 7.61 | 31/Month
| A6243 | Hydrogel dressing, wound cover, pad size more than 16 sq. in. but less than or equal to 48 sq. in. without adhesive border, each dressing | Each | N | 15.5 | 31/Month
| A6244 | Hydrogel dressing, wound cover, pad size more than 48 sq. in. without adhesive border, each dressing | Each | N | 49.4 | 31/Month
| A6245 | Hydrogel dressing, wound cover, pad size 16 sq. in. or less, with any size adhesive border, each dressing | Each | N | 9.14 | 15/Month
| A6246 | Hydrogel dressing, wound cover, pad size more than 16 sq. in. but less than 48 sq. in. with any size adhesive border, each dressing | Each | N | 12.49 | 15/Month
| A6247 | Hydrogel dressing, wound cover, pad size more than 48 sq. in. with any size adhesive border, each dressing | Each | N | 29.91 | 15/Month
| A6248 | Hydrogel dressing, wound filler, gel, per fluid ounce | Ounce | N | 20.49 | 4 Ounces/Month
| A6250 | Skin sealants, protectants, moisterizers, ointments, any type, any size | Each | N | P- $5.80 | 2/Month
| A6251 | Specialty absorptive dressing, wound cover, pad size 16 sq. in. or less, without adhesive border, each dressing | Each | N | 2.5 | 180/Month
| A6252 | Specialty absorptive dressing, wound cover, pad size more than 16 sq. in. but less than 48 sq. in. without adhesive border, each dressing | Each | N | 4.1 | 180/Month
| A6253 | Specialty absorptive dressing, wound cover, pad size more than 48 sq. in. without adhesive border, each dressing | Each | N | 7.97 | 180/Month
| A6254 | Specialty absorptive dressing, wound cover, pad size 16 sq. in. or less, with any size adhesive border, each dressing | Each | N | 1.5 | 15/Month
| A6255 | Specialty absorptive dressing, wound cover, pad size more than 16 sq. in. but less than or equal to 48 sq. in., with any size adhesive border, each dressing | Each | N | 3.83 | 15/Month
| A6256 | Specialty absorptive dressing, wound cover, pad size more than 48 sq. in., with any size adhesive border, each dressing | Each | Y | P- $IC | 15/Month
| A6257 | Transparent film, 16 sq. in. or less, each dressing | Each | N | 1.93 | 31/Month
| A6258 | Transparent film, more than 16 sq. in. but less than or equal to 48 sq. in., each dressing | Each | N | 5.42 | 31/Month
| A6259 | Transparent film more than 48 sq. in., each dressing | Each | N | 13.75 | 31/Month
| A6260 | Wound cleansers, any type, any size | IC | N | P- $11.02 | 4/Month
| A6261 | Wound filler, gel/paste, per fluid ounce, not elsewhere classified | Ounce | Y | P- $3.35 | 4 Ounces/Month
| A6262 | Wound filler, dry form, per gram, not elsewhere classified | Gram | Y | P- $.63 | 4 Grams/Month
| A6266 | Gauze, impregnated, other than water, normal saline, or zinc paste, any width, per linear yard | Per Linear Yard | N | 2.4 | 50 Yards/Month
| A6402 | Gauze, non-impregnated, sterile, pad size 16 sq. in. or less, without adhesive border, each dressing | Each | N | 0.14 | 600/Month
| A6403 | Gauze, non-impregnated, sterile, pad size more than 16 sq. in., but less than or equal to 48 sq. in., without adhesive border, each dressing | Each | N | 0.51 | 300/Month
| A6404 | Gauze, non-impregnated, sterile, pad size more than 48 sq. in., without adhesive border, each dressing | Each | Y | P- $.70 | 300/Month
| A6407 | Packing strips, non-impregnated, up to two inches in width, per linear yard | Per Linear Yard | N | 2.35 | 50 Yards/Month
| A6410 | Eye Pad, sterile, each | Each | N | 0.47 | 15/Month
| A6411 | Eye Pad, non-sterile, each | Each | Y | 0.24 | 15/Month
| A6412 | Eye Patch, occlusive, each | Each | Y | P- $IC | 15/Month
| A6413 | Adhesive bandage, first-aid type, any size, each | Each | Y | P- $IC | 15 Month
| A6441 | Padding, bandage, non-elastic, non-woven/non-knitted, width greater than or equal to three inches and less than five inches, per yard | Per Linear Yard | N | 0.86 | 144 Yards/Month
| A6442 | Conforming bandage, non-elastic, knitted/woven, non-sterile, width less than three inches per yard | Per Linear Yard | N | 0.21 | 144 Yards/Month
| A6443 | Conforming bandage, non-elastic, knitted/woven, non-sterile, width greater than or equal to three inches and less than five inches, per yard | Per Linear Yard | N | 0.35 | 144 Yards/Month
| A6444 | Conforming bandage, non-elastic, knitted/woven, non-sterile, width greater than or equal to five inches, per yard | Per Linear Yard | N | 0.7 | 144 Yards/Month
| A6445 | Conforming bandage, non-elastic, knitted/woven, sterile, width less than three inches, per yard | Per Linear Yard | N | 0.4 | 144 Yards/Month
| A6446 | Conforming bandage, non-elastic, knitted/woven, sterile, width greater than or equal to three inches and less than five inches, per yard | Per Linear Yard | N | 0.49 | 144 Yards/Month
| A6447 | Conforming bandage, non-elastic, knitted/woven, sterile, width greater than or equal to five inches, per yard | Per Linear Yard | N | 0.86 | 144 Yards/Month
| A6448 | Light compression bandage, elastic, knitted/woven, width less than three inches | Per Yard | N | 1.45 | 2/3 Months
| A6449 | Light compression bandage, elastic, knitted/woven, width greater than or equal to three inches and less than five inches, per yard | Per Yard | N | 2.21 | 2/3 Months
| A6450 | Light compression bandage, elastic, knitted/woven, width greater than or equal to five inches, per yard | Per Yard | Y | 2.21 | 2/3 Months
| A6451 | Moderate compression bandage, elastic, knitted/woven, load resistance of 1.25 to 1.34 foot pounds at 50 percent maximum stretch, width greater than or equal to 3 in. and less than 5 in. | Per Yard | Y | 2.21 | IC
| A6452 | High compression bandage, elastic, kitted/woven, load resistance greater than or equal to 1.35 foot pounds at 50 percent maximum stretch, width greater than or equal to 3 in. and less than 5 in. | Per Yard | N | 7.42 | 2/3 Months
| A6453 | Self-adherent bandage, elastic, non-knitted/non-woven, width less than 3 in. | Per Yard | N | 0.79 | 2/3 Months
| A6454 | Self-adherent bandage, elastic, non-knitted/non-woven, width greater than or equal to 3 in. and less than 5 in. | Per Yard | N | 0.99 | 2/3 Months
| A6455 | Self-adherent bandage, elastic, non-knitted/non-woven, width greater than or equal to 5 in. | Per Yard | N | 1.76 | 2/3 Months
| A6456 | Zinc paste impregnated bandage, non-elastic, knitted/woven, width greater than or equal to 3 in. and less than 5 in. | Per Yard | N | 1.58 | 2/3 Months
| A6457 | Tubular dressing with or without elastic, any width | Per Linear Yard | N | 1.43 | 2/3 Months
| A6460 | Synthetic resorbable wound dressing, sterile, pad size 16 sq. in. or less, without adhesive border, each dressing | Each | Y | P-$IC | IC
| A6461 | Synthetic resorbable wound dressing, sterile, pad size mor than 16 sq. in. but less than or equal to 48 sq. in, without adhesive border, each dressing | Each | Y | P-$IC | IC
Z4417 | E1399 | Clamp, Cannula | Each | Y | P- $IC | 1/Month
Y0516 | E1399 | Sterile Barrier Fields, Any Size | Each | Y | P- $0.55 | 120/Month
Y0357 | E1399 | Sterile Q-Tips | Box of 100 | Y | P- $4.77 | 1/Month
Y0510 | E1399 | Sterile Specimen Cups | Each | Y | P- $0.22 | 31/Month
Y0542 | E1399 | Steri-Strip Skin Closures | Env. (of 12) | Y | P- $2.83 | 1/Month
Y0547 | E1399 | Suture Removal Tray | Each | Y | P- $1.99 | 15/Month
Y0508 | E1399 | Twill Tape | Roll | Y | P- $11.39 | 1roll/2 Months
Changes
Changes marked in bold are effective 1/1/2025.
Reminder: Wound care supplies used by the home health agency during their visit are included in the home health reimbursement rate. See Chapter IV of the Medicaid Durable Medical Equipment and Supplies Manual.

## Bed Pans, Urinals, Catheters
MEDICAID DURABLE MEDICAL EQUIPMENT (DME) AND SUPPLIES LISTING The following listing, based upon the Healthcare Common Procedure Coding System (HCPCS), describes equipment and supplies, coverage limitations, and service authorization (SA) requirements. The DME Listing HCPCS codes must be used for all Medicaid claims, regardless of whether Medicare uses the same HCPCS code for the item. Service authorization by Medicaid is not required when Medicare is the primary payer. Reimbursement for Medicare crossover claims will be made in accordance with established Medicare HCPCS codes and guidelines. When extended utilization or unusual amounts or types of equipment or supplies are required, the provider must request service authorization from the Department of Medical Assistance Services’ (DMAS) service authorization contractor. Instructions regarding service authorization may also be found in Appendix D of this Provider Manual. Items not identified in the listing require service authorization and may be submitted for service authorization under the appropriate miscellaneous HCPCS code. Lack of a specific HCPCS code for the item does not determine coverage. The appropriate miscellaneous code may be used and submitted for preauthorization. Providers must maintain documentation in accordance with the coverage criteria, documentation requirements, and Certificate of Medical Necessity (CMN) requirements as defined in Chapters IV and VI of this Provider Manual, regardless of whether or not service authorization is required. The key below identifies the codes used in the DME Listing. • N = Service authorization is not required up to the established limit • Y = Service authorization is required • P = Purchase • RR = *Rental • IC = Individual Consideration • UCC = Usual and Customary Charge *Medicaid reimbursement for rental items is a daily rate. DMAS will not provide rental reimbursement for days on which the recipient did not use the item. Please reference rental versus purchase guidelines in Chapter IV of this Provider Manual for additional requirements.
MEDICAID DME AND SUPPLIES LISTING
Bed Pans, Urinals, Incontinence, Catheters and Irrigation Equipment and Supplies UCC = Usual and Customary Charge IC = Individual Consideration
Old HCPCS Code | New HCPCS Code | Description | Billing Unit | SA Type | Fee | Limit
Bed Pans and Urinals
| E0275 | Bed Pan, Standard Metal Or Plastic | Each | N | 15.15 | 1/12 Months
| E0275 RR | Bed Pan, Standard Metal Or Plastic | Day | N | 0.05 | 3/Months
| E0276 | Bed Pan Fracture Metal Or Plastic | Each | N | 12.46 | 1/12 Months
| E0276 RR | Bed Pan Fracture Metal Or Plastic | Day | N | 0.05 | 3/Months
| E0325 | Urinal, Male, Jug-Type, any material | Each | N | 9.85 | 1/12 Months
| E0325 RR | Urinal, Male, Jug-Type, any material | Day | N | 0.04 | 3/Months
| E0326 | Urinal, Female, Jug-Type any material | Each | N | 10.44 | 1/12 Months
| E0326 RR | Urinal, Female, Jug-Type any material | Day | N | 0.04 | 3/Months
Incontinence/Catheter Supplies
| A4310 | Insertion tray without drainage bag and without catheter (accessories only) | Each | N | 9.71 | 2/Month
| A4311 | Insertion tray without drainage bag with indwelling catheter, Foley type, two-way latex with coating (Teflon, silicone, silicone elastomer or hydophillic, etc.) | Each | N | 15.84 | 2/Month
| A4312 | Insertion tray without drainage bag with indwelling catheter, Foley type, two-way, all silicone | Each | N | 19.28 | 2/Month
| A4313 | Insertion tray without drainage bag with indwelling catheter, Foley type, three-way, for continuous irrigation | Each | N | 19.8 | 2/Month
| A4314 | Insertion tray with drainage bag with indwelling catheter, Foley type, two-way latex with coating (Teflon, silicone, silicone elastomer, or hydrophilic, etc.) | Each | N | 27.02 | 1/Month
| A4315 | Insertion tray with drainage bag with indwelling catheter, Foley type, two-way, all silicone | Each | N | 28.19 | 1/Month
| A4316 | Insertion tray with drainage bag with indwelling catheter, Foley type, three-way, for continuous irrigation | Each | N | 30.36 | 1/Month
A4324 A4325 A4347 | A4349 | Male external catheter, with or without adhesive, disposable, each | Each | N | 2.53 | 60/Month
| A4326 | Male external catheter with integral collection chamber, any type, each | Each | N | 13.56 | 10/Month
| A4327 | Female external urinary collection device, metal cup, each | Each | N | 53.15 | 4/Month
| A4328 | Female external urinary collection device, Pouch, each | Each | N | 12.4 | 31/Month
| A4331 | Extension drainage tubing, any type, any length, with connector/adaptor, for use with urinary leg bag or urostomy pouch, each | Each | N | 4 | 2/Month
| A4332 | Lubricant, individual sterile packet, each | Each | N | 0.14 | 180/Month
| A4333 | Urinary catheter anchoring device, adhevise skin attachment, each | Each | N | 2.79 | 15/Month
| A4334 | Urinary catheter anchoring device, leg strap, each | Each | N | 6.18 | 1/Month
A4329 Z4421 | A4335 | Incontinence Supply; Misc. (A4335 should be used for all misc incontinence supplies that do not have a HCPCS code instead of E1399) | I.C. | Y | P-$IC | I.C.
| A4338 | Indwelling catheter, Foley type, two-way latex with coating (Teflon, silicone, silicone elastomer or hydrophilic, etc,), each | Each | N | 15.43 | 2/Month
| A4340 | Indwelling catheter, specialty type, (e.g., coude, mushroom, wing, etc. ), each | Each | N | 39.92 | 2/Month
| A4341 | Indwelling intraurethral drainage device with valve, patient inserted, replacement only, each | Each | Y | 306.84 | 2/Month
| A4342 | Accessories for patient inserted indwelling intraurethral drainage device with valve, replacement only | Each | Y | 774.76 | 2/Month
| A4344 | Indwelling catheter, Foley type, two-way, all silicone, each | Each | N | 20.12 | 2/Month
| A4346 | Indwelling catheter; Foley type three-way for continuous irrigation, each | Each | N | 24.62 | 3/Month
| A4348 | Male external catheter with integral collection compartment, extended wear | Each | N | 25.05 | 2/Month
| A4351 | Intermittent urinary catheter, straight tip, with or without coating (Teflon, silicone, silicone elastomer, or hydrophilic, etc.), each | Each | N | 2.04 | 180/Month
| A4352 | Intermittent urinary catheter, coude (curved) tip, with or without coating (Teflon, silicone, silicone elastomer, or hydrophilic, etc.), each | Each | N | 8.07 | 180/Month
| A4353 | Intermittent urinary catheter, with insertion supplies | Each | N | 8.79 | 180/Month
| A4354 | Insertion tray with drainage bag but without catheter | Each | N | 12.63 | 1/Month
| A4355 | Irrigation tubing set for continuous bladder irrigation through a three-way indwelling Foley catheter, each | Each | N | 11.21 | 2/Month
| A4356 | External urethral clamp or compression device (not to be used for catheter clamp), each | Each | N | 48.77 | 1/3 Months
| A4357 | Bedside drainage bag, day or night, with or without anti-reflux device, with or without tube, each | Each | N | 10.82 | 2/Month
| A4358 | Urinary drainage bag, leg or abdomen, vinyl, with or without tube, with straps, each | Each | N | 8.34 | 2/Month
| A5102 | Bedside drainage bottle, with or without tubing, rigid or expandable, each | Each | N | 28.38 | 1/3 Months
| A5105 | Urinary suspensory; with or without leg bag, with or without tube, each | Each | N | 43.58 | 1/Month
| A5112 | Urinary leg bag, latex | Each | N | 43.54 | 1/Month
| A5113 | Leg strap, latex, replacement only, per set | Per Set | N | 5.92 | 1/Month
| A5114 | Leg strap, foam or fabric, replacement only, per set | Per Set | N | 9.57 | 1/Month
A4335 | E1399 | External Catheter Starter Kit, Male/Female, Includes Catheters, Urinary Coll. Bag Pouch & Accessories (Tubing Clamps) All Sizes 7 Day Supply (Using Incontinence Supply Misc. code) | Each | Y | 8.42 | 4/Month
A4335 | E1399 | Velcro external catheter strap (Using Incontinence Supply Misc. code) | Each | Y | 0.29 | 2/Month
Incontinence Undergarments
Medicaid does not reimburse for incontinent briefs or incontinent underpads for children under the age of 3 years unless there is medical necessity and the child is unlikely to ever be able to be potty training.
DMAS will not provide reimbursement for disposable underpads when used in conjunction with other incontinence product. DMAS will reimburse for reusable underpads that are medically necessary.
| T4521 | Adult size disposable incontinence product, brief/diaper, small | Each | N | 0.38 | 180 Month
| T4521 U1 | Adult size disposable incontinence product, brief/diaper, small, extra absorbent | Each | N | 0.49 | 180 Month
| T4522 | Adult size disposable incontinence product, brief/diaper, medium | Each | N | 0.33 | 180 Month
| T4522 U1 | Adult size disposable incontinence product, brief/diaper, medium, extra absorbent | Each | N | 0.62 | 180 Month
| T4523 | Adult size disposable incontinence product, brief/diaper, large | Each | N | 0.38 | 180 Month
| T4523 U1 | Adult size disposable incontinence product, brief/diaper, large, extra absorbent | Each | N | 0.73 | 180 Month
| T4524 | Adult size disposable incontinence product, brief/diaper, extra large, extra absorbent | Each | N | 0.52 | 180 Month
| T4525 | Adult size disposable incontinence product, protective underwear/pull-on, small | Each | N | 0.55 | 180 Month
| T4526 | Adult size disposable incontinence product, protective underwear/pull-on, medium | Each | N | 0.5 | 180 Month
| T4527 | Adult size disposable incontinence product, protective underwear/pull-on, large | Each | N | 0.54 | 180 Month
| T4528 | Adult size disposable incontinence product, protective underwear/pull-on, extra large | Each | N | 0.81 | 180 Month
| T4529 | Pediatric sized disposable incontinence product, brief/diaper, small or medium, extra absorbent | Each | N | 0.25 | 180 Month
| T4530 | Pediatric sized disposable incontinence product, brief/diaper, large or extra large, extra absorbent | Each | N | 0.35 | 180 Month
| T4535 | Panty liners, extra absorbent | Each | N | 0.4 | 180 Month
| A4554 | Disposable underpads, All sizes (e.g. chux), 150 per case | Each case | N | 30 | 1 case per month
| T4531 | Pediatric size dispoable incontinence product, protective underwear/pull-on, small/medium size, each | Each | N | 0.4 | 180 Month
| T4532 | Pediatric size dispoable incontinence product, protective underwear/pull-on, large size, each | Each | N | 0.61 | 180 Month
| T4533 | Youth sized disposable incontinence product, brief/diaper | Each | N | 0.41 | 180 Month
| T4534 | Youth sized disposable incontinence product, protective underwear/pull-on | Each | N | 0.81 | 180 Month
| T4535 | Disposable liner/shield/guard/pad/undergarment, for incontinence, each | Each | N | 0.15 | 180 Month
| T4536 | Incontinence product, protective underwear/pull-on, resuable, any size | Each | N | 10.56 | 14 per year
| T4537 | Incontinence product, protective underpad, resuable, bed size | Each | N | 12.36 | 6 per 12 months
| T4539 | Incontinence product, diaper brief, resuable any size | Each | N | 6.9 | 14 per year
| T4540 | Incontinence product, protective Under pad, reusable, chair size | Each | N | 8.33 | 6 per 12 months
| T4541 | Incontinence product, disposable underpad, large | Each Case | N | 31 | 1 case per month
| T4542 | Incontinence product, disposable underpad, small | Each case | N | 30 | 1 case per month
| T4543 | Adult sized disposable incontinence product, protective brief/diaper, above extra large | Each | N | 1.4 | 180 Month
| T4544 | Adult sized disposable incontinence product, protective underwear/pull-on, above extra large | Each | N | 1.27 | 180 Month
| A4335 | Incontinence Supplies, Not Otherwise Specified | Each | N | IC | IC
Irrigation Equipment And Supplies
| A4320 | Irrigation Tray With Bulb Or Piston Syringe, any purpose. | Each | N | 6.71 | 60/Month
| A4322 | Irrigation Syringe, Bulb Or Piston | Each | N | 3.55 | 4/Month
Changes
Changes marked in bold are effective 1/1/2025

## Beds, Mattresses
MEDICAID DURABLE MEDICAL EQUIPMENT (DME) AND SUPPLIES LISTING The following listing, based upon the Healthcare Common Procedure Coding System (HCPCS), describes equipment and supplies, coverage limitations, and service authorization (SA) requirements. The DME Listing HCPCS codes must be used for all Medicaid claims, regardless of whether Medicare uses the same HCPCS code for the item. Service authorization by Medicaid is not required when Medicare is the primary payer. Reimbursement for Medicare crossover claims will be made in accordance with established Medicare HCPCS codes and guidelines. When extended utilization or unusual amounts or types of equipment or supplies are required, the provider must request service authorization from the Department of Medical Assistance Services’ (DMAS) service authorization contractor. Instructions regarding service authorization may also be found in Appendix D of this Provider Manual. Items not identified in the listing require service authorization and may be submitted for service authorization under the appropriate miscellaneous HCPCS code. Lack of a specific HCPCS code for the item does not determine coverage. The appropriate miscellaneous code may be used and submitted for preauthorization. Providers must maintain documentation in accordance with the coverage criteria, documentation requirements, and Certificate of Medical Necessity (CMN) requirements as defined in Chapters IV and VI of this Provider Manual, regardless of whether or not service authorization is required. The key below identifies the codes used in the DME Listing. • N = Service authorization is not required up to the established limit • Y = Service authorization is required • P = Purchase • RR = *Rental • IC = Individual Consideration • UCC = Usual and Customary Charge *Medicaid reimbursement for rental items is a daily rate. DMAS will not provide rental reimbursement for days on which the recipient did not use the item. Please reference rental versus purchase guidelines in Chapter IV of this Provider Manual for additional requirements.
MEDICAID DME AND SUPPLIES LISTING
Beds, Mattresses and Accessories UCC = Bill Usual and Customary Charge IC = Individual Consideration
Old HCPCS Code | New HCPCS Code | Description | Billing Unit | SA Type | Fee | Limit
All beds and accessories must be medically necessary to carry out a physicians' plan of care to treat a health care condition.
| A4640 | Replacement pad for use with medically necessary alternating pressure pad owned by patient | Each | N | 58.18 | 1/60 Months
E0179 | E1399 | Dry pressure pad or cushion, nonpositioning | Each | Y | 10.17 | 2/12 Months
E0179 RR | E1399 | Dry pressure pad or cushion, nonpositioning | Day | Y | 0.03 | 1/Month
| E0181 | Powered pressure reducing mattress overlay/pad, alernating , with pump, includes heavy duty | Each | N | 210.42 | 1/60 Months
| E0181 RR | Powered pressure reducing mattress overlay/pad, alernating , with pump, includes heavy duty | Day | N | 0.67 | 6 Months
| E0182 | Pump for alternating pressure pad, for replacement only | Each | N | 229.45 | 1/60 Months
| E0182 RR | Pump for alternating pressure pad, for replacement only | Day | N | 0.73 | 6 Months
| E0183 | Powered pressure reducing underlay/pad, alternating, with pump, includes heavy duty | Each | Y | 327.34 | 1/36 Months
| E0183 RR | Powered pressure reducing underlay/pad, alternating, with pump, includes heavy duty | Day | Y | 1.04 | 6 Months
| E0184 | Dry pressure mattress | Each | N | 183.5 | 1/36 Months
| E0184 RR | Dry pressure mattress | Day | N | 0.65 | 6 Months
| E0185 | Gel or gel-like pressure Pad for mattress, standard mattress length & width | Each | N | 215.08 | 1/36 Months
| E0185 RR | Gel or gel-like pressure Pad for mattress, standard mattress length & width Rental | Day | N | 0.89 | 6 Months
| E0186 | Air Pressure Mattress | Each | N | 210.29 | 1/24 Months
| E0186 RR | Air Pressure Mattress | Day | N | 0.67 | 6 Months
| E0187 | Water Pressure Mattress | Each | N | 232.68 | 1/36 Months
| E0187 RR | Water Pressure Mattress | Day | N | 0.74 | 6 Months
| E0193 RR | Powered Air Flotation Bed (Low Air Loss Therapy) | Day | Y | 27.36 | 2 Months
| E0194 RR | Air Fluidized Bed | Day | Y | 115.95 | 2 Months
| E0196 | Gel Pressure Mattress | Each | Y | 347.34 | I.C.
| E0196 RR | Gel Pressure Mattress | Day | N | 1.1 | 6 Months
| E0197 | Air Pressure Pad For Mattress, standard mattress length and width | Each | N | 233.39 | 1/36 Months
| E0197 RR | Air Pressure Pad For Mattress, standard mattress length and width | Day | N | 0.74 | 6 Months
| E0198 | Water pressure pad for mattress, standard mattress length and width | Each | N | 292.61 | 1/36 Months
| E0198 RR | Water pressure pad for mattress, standard mattress length and width | Day | N | 0.93 | 6 Months
| E0199 | Dry pressure pad for mattress, standard mattress length and width | Each | N | 32.48 | 1/2 Months
| E0199 RR | Dry pressure pad for mattress, standard mattress length and width | Each | N | 0.11 | 3 Months
| E0250 | Hospital bed, fixed height, with any type side rails, with mattress | Each | N | 725.5 | 1/60 Months
| E0251 | Hospital bed, fixed height, with any type side rails, without mattress | Each | N | 654.49 | 1/60 Months
| E0255 | Hospital Bed, variable height, hi-lo With Mattress And any type Side Rails | Each | N | 825.17 | 1/60 Months
| E0256 | Hospital bed, variable height, hi-lo, with any type side rails, without mattress | Each | Y | 674.26 | 1/60 Months
| E0265 | Hospital bed, total electric (head, foot and height adjustments), with any type side rails, with mattress | Each | Y | 1738.25 | 1/60 Months
| E0266 | Hospital bed, total electric (head, foot, and height adjustments), with any type side rails, without mattress | Each | Y | 1482.86 | 1/60 Months
| E0255 RR | Hospital Bed With Mattress And Side Rails | Day | N | 2.53 | 4 Months
| E0256 RR | Hospital bed, variable height, hi-lo, with any type side rails, without mattress | Day | N | 2.34 | 4 Months
| E0265 RR | Hospital bed, total electric (head, foot and height adjustments), with any type side rails, with mattress | Day | N | 5.52 | 4 Months
| E0266 RR | Hospital bed, total electric (head, foot, and height adjustments), with any type side rails, without mattress | Day | N | 4.71 | 4 Months
| E0260 | Hospital bed, semi-electric (head and foot adjustment), with any type side rails, with mattress | Each | Y | 888.85 | 1/60 Months
| E0260 RR | Hospital bed, semi-electric (head and foot adjustment), with any type side rails, with mattress | Day | N | 2.39 | 3 Months
| E0261 | Hospital bed, semi-electric (head and foot adjustment), with any type side rails, without mattress | Each | N | 822.36 | 1/60 Months
| E0261 RR | Hospital bed, semi-electric (head and foot adjustment), with any type side rails, without mattress | Day | N | 2.3 | 3 Months
| E0271 | Mattress Innerspring | Each | N | 132.19 | 1/60 Months
| E0271 RR | Mattress Innerspring | Day | N | 0.44 | 6 Months
| E0272 | Mattress, foam rubber | Each | N | 179.05 | 1/60 Months
| E0272RR | Mattress, foam rubber | Day | N | 0.6 | 6 Months
| E0273 | Bed Board | Each | N | 29.82 | 1/60 Months
| E0274 | Overbed Table | Each | N | 169.99 | 1/60 Months
| E0274 RR | Overbed Table | Day | N | 0.57 | 3 Months
| E0277 | Powered pressure-reducing air mattress | Each | Y | 3541.18 | 1/60 Months
| E0277 RR | Powered pressure-reducing air mattress | Day | Y | 6.06 | 3 Months
| E0280 | Bed Cradle, Any Type | Each | N | 37.29 | 1/36 Months
| E0280 RR | Bed Cradle, Any Type | Day | N | 0.12 | 6 Months
| E0300 | Pediatric crib, hospital grade, fully enclosed, with or without top enclosure | Each | Y | 2943.65 | 1/60 Months
| E0300 RR | Pediatric crib, hospital grade, fully enclosed, with or without top enclosure | Each | Y | 9.35 | 3 Months
| E0301 | Hospital Bed, Heavy duty, extra wide, with weight capacity greater than 350 pounds, but less than or equal to 600 lbs, with any type rails, without mattress | Each | Y | 1931.58 | 1/60 months
| E0301 RR | HD hosp bed, 350-600lbs | Day | Y | 6.1 | 3 Months
| E0302 | Hospital Bed, extra heavy duty, extra wide, with weight capacity greater than 600 pounds, with any type side rails, without mattress | Each | Y | 5554.92 | 1/60 months
| E0302 RR | Ex hd hosp bed > 600lbs | Day | Y | 18.09 | 3Months
| E0303 | Hospital bed, heavy duty, extra wide, with weight capacity greater thn 350 pounds, but less than or equal to 600 pounds, with any type side rails, with mattress | Each | Y | 1968.38 | 1/60 months
| E0303 RR | Hosp bed, hvy dty, xtra wide | Day | Y | 6.17 | 3Months
| E0304 | Hospital bed, extra heavy duty, extra wide, with weight capacity greater than 600 pounds, with any type side rails, with mattress | Each | Y | 5770.38 | 1/60 months
| E0304 RR | Hosp bed, xtra hvy dty, x wide | Day | Y | 18.58 | 3 Months
| E0305 | Bedside rails, half-length | Each | Y | 137.5 | 2/60 Months
| E0305 RR | Bedside rails, half-length | Each | Y | 0.48 | 6 Months
| E0371 RR | Nonpower mattress overlay | Day | Y | 10.44 | 3 Months
| E0372 RR | Powered air mattress overlay | Day | Y | 11.16 | 3 Months
| E0373 RR | Nonpowered pressure mattress | Day | Y | 16.98 | 3 Months
| E0310 | Bed Side Rails, Full Length | Each | Y | 158.45 | 2/60 Months
| E0310 RR | Bed Side Rails, Full Length | Each | Y | 0.53 | 6 Months
Changes
Changes in bold 1/1/25 - Competitve Bid Rates in blue updated 1/1/2025. Face to Face Column added 7/1/17

## Burn Garments
MEDICAID DURABLE MEDICAL EQUIPMENT (DME) AND SUPPLIES LISTING The following listing, based upon the Healthcare Common Procedure Coding System (HCPCS), describes equipment and supplies, coverage limitations, and service authorization (SA) requirements. The DME Listing HCPCS codes must be used for all Medicaid claims, regardless of whether Medicare uses the same HCPCS code for the item. Service authorization by Medicaid is not required when Medicare is the primary payer. Reimbursement for Medicare crossover claims will be made in accordance with established Medicare HCPCS codes and guidelines. When extended utilization or unusual amounts or types of equipment or supplies are required, the provider must request service authorization from the Department of Medical Assistance Services’ (DMAS) service authorization contractor. Instructions regarding service authorization may also be found in Appendix D of this Provider Manual. Items not identified in the listing require service authorization and may be submitted for service authorization under the appropriate miscellaneous HCPCS code. Lack of a specific HCPCS code for the item does not determine coverage. The appropriate miscellaneous code may be used and submitted for preauthorization. Providers must maintain documentation in accordance with the coverage criteria, documentation requirements, and Certificate of Medical Necessity (CMN) requirements as defined in Chapters IV and VI of this Provider Manual, regardless of whether or not service authorization is required. The key below identifies the codes used in the DME Listing. • N = Service authorization is not required up to the established limit • Y = Service authorization is required • P = Purchase • RR = *Rental • IC = Individual Consideration • UCC = Usual and Customary Charge *Medicaid reimbursement for rental items is a daily rate. DMAS will not provide rental reimbursement for days on which the recipient did not use the item. Please reference rental versus purchase guidelines in Chapter IV of this Provider Manual for additional requirements.
MEDICAID DME AND SUPPLIES LISTING
Burn Garments UCC = Bill Usual and Customary Charge IC = Individual Consideration
Old HCPCS Code | New HCPCS Code | Description | Billing Unit | SA Type | Fee | Limit
| A6501 | Compression burn garment, bodysuit (head to foot), custom fabricated | Each | Y | P-$ IC | IC
| A6502 | Compression burn garment, chin strap, custom fabricated | Each | Y | P-$ IC | IC
| A6503 | Compression burn garment, facial hood, custom fabricated | Each | Y | P-$ IC | IC
| A6504 | Compression burn garment, glove to wrist, custom fabricated | Each | Y | P-$ IC | IC
| A6505 | Compression burn garment, glove to elbow, custom fabricated | Each | Y | P-$ IC | IC
| A6506 | Compression burn garment, glove to axilla, custom fabricated | Each | Y | P-$ IC | IC
| A6507 | Compression burn garment, foot to knee length, custom fabricated | Each | Y | P-$ IC | IC
| A6508 | Compression burn garment, foot to thigh length, custom fabricated | Each | Y | P-$ IC | IC
| A6509 | Compression burn garment, upper trunk to waist inlcuiding arm openings (vest), custom fabricated | Each | Y | P-$ IC | IC
| A6510 | Compression burn garment, trunk, including arms down to leg openings (leotard), custom fabrcated | Each | Y | P-$ IC | IC
| A6511 | Compression burn garment, lower trunk including leg openings (panty), custom fabricated | Each | Y | P-$ IC | IC
| A6512 | Compression burn garment, not otherwise classified | Each | Y | P-$ IC | IC
| A6513 | Compression burn mask, face and/or neck, plastic or equal custom fabricated | Each | Y | P-$ IC | IC
Changes
No changes were made for this 2025 update

## Canes, Crutches, Walkers
MEDICAID DURABLE MEDICAL EQUIPMENT (DME) AND SUPPLIES LISTING The following listing, based upon the Healthcare Common Procedure Coding System (HCPCS), describes equipment and supplies, coverage limitations, and service authorization (SA) requirements. The DME Listing HCPCS codes must be used for all Medicaid claims, regardless of whether Medicare uses the same HCPCS code for the item. Service authorization by Medicaid is not required when Medicare is the primary payer. Reimbursement for Medicare crossover claims will be made in accordance with established Medicare HCPCS codes and guidelines. When extended utilization or unusual amounts or types of equipment or supplies are required, the provider must request service authorization from the Department of Medical Assistance Services’ (DMAS) service authorization contractor. Instructions regarding service authorization may also be found in Appendix D of this Provider Manual. Items not identified in the listing require service authorization and may be submitted for service authorization under the appropriate miscellaneous HCPCS code. Lack of a specific HCPCS code for the item does not determine coverage. The appropriate miscellaneous code may be used and submitted for preauthorization. Providers must maintain documentation in accordance with the coverage criteria, documentation requirements, and Certificate of Medical Necessity (CMN) requirements as defined in Chapters IV and VI of this Provider Manual, regardless of whether or not service authorization is required. The key below identifies the codes used in the DME Listing. • N = Service authorization is not required up to the established limit • Y = Service authorization is required • P = Purchase • RR = *Rental • IC = Individual Consideration • UCC = Usual and Customary Charge *Medicaid reimbursement for rental items is a daily rate. DMAS will not provide rental reimbursement for days on which the recipient did not use the item. Please reference rental versus purchase guidelines in Chapter IV of this Provider Manual for additional requirements.
MEDICAID DME AND SUPPLIES LISTING
Canes, Crutches and Walkers UCC = Bill Usual and Customary Charge IC = Individual Consideration
Old HCPCS Code | New HCPCS Code | Description | Billing Unit | SA Type | Fee | Limit
Replacement Parts - for purchased canes, crutches, alkers only
| A4635 | Underarm Pad, crutch replacement, each | Each | N | 6.43 | 2/36 Months
| A4636 | Replacement , handgrip, cane, crutch or walker, each | Each | N | 3.55 | 2/36 Months
| A4637 | Replacement, tip, cane, crutch, walker, each | Each | N | 1.93 | 2/36 Months
Canes
| E0100 | Canes, Includes Canes of All Materials, Adjustable Or Fixed, w/tips | Each | N | 26.04 | 1/36 Months
| E0105 | Cane, Quad Or Three Prong, Includes Canes of All Materials, Adjustable or fixed, w/tips | Each | N | 59.65
| E0100 RR | Canes, Includes Canes of All Materials, Adjustable Or Fixed, w/tips | Day | N | 0.25 | 3 Months
| E0105 RR | Cane, Quad Or Three Prong, Includes Canes of All Materials, Adjustable or fixed, w/tips | Day | N | 0.37
Crutches
| E0110 | Crutches, Forearm, Includes Crutches of Various Materials, Adjustable Or Fixed; pair, complete w/tips and handgrip | Pair | N | 97.57 | 1/36 Months
| E0111 | Crutch Forearm, Includes Crutches of Various Material, Adj. Or Fixed, with tip and handgrip | Each | N | 66.95
| E0112 | Crutches Underarm, Wood, Adjustable Or Fixed, With Pads, Tips, and handgrips | Pair | N | 39.56
| E0113 | Crutch Underarm, Wood, Adj. Or Fixed W/Pad, tips And Handgrip | Each | N | 26.1
| E0114 | Crutches Underarm, other than wood Adjustable Or Fixed, Pair W/Pads, tips and handgrip | Pair | N | 52.14
| E0116 | Crutch Underarm, other than wood Adj. Or Fixed; w/pad, tip and handgrips | Each | N | 34.89
| E0117 | Crutch, underarm, articulating, spring assisted, each | Each | N | 254.26
| E0118 | Crutch substitute, lower leg platform, with or without wheels, each | Each | Y | $IC
| E0110 RR | Crutches, Forearm, Includes Crutches of Various Materials, Adjustable Or Fixed; pair, complete w/tips and handgrip | Day | N | 0.67 | 3 Months
| E0112 RR | Crutches Underarm, Wood, Adjustable Or Fixed, With Pads, Tips, and handgrips | Day | N | 0.42
| E0111 RR | Crutch Forearm, Includes Crutches of Various Material, Adj. Or Fixed, with tip and handgrip | Day | N | 0.35
| E0113 RR | Crutch Underarm, Wood, Adj. Or Fixed W/Pad, tips And Handgrip | Day | N | 0.22
| E0114 RR | Crutches Underarm, other than wood Adjustable Or Fixed, Pair W/Pads, tips and handgrip | Day | N | 0.36
| E0116 RR | Crutch Underarm, other than wood Adj. Or Fixed; w/pad, tip and handgrips | Day | N | 0.23
| E0117 RR | Crutch, underarm, articulating, spring assisted, each | Day | N | 0.81
| E0118 RR | Crutch substitute, lower leg platform, with or without wheels, each | Day | Y | $IC
Walkers
| E0130 | Walker, Rigid (Pickup), Adjustable Or Fixed Height | Each | N | 57.67 | 1/36 months
| E0135 | Walker, Folding (Pickup), Adjustable Or Fixed Height | Each | N | 52.31
| E0140 | Walker, w/trunk support, adjustable or fixed height, any type | Each | N | 332.09
| E0141 | Walker, rigid Wheeled/adjustable or fixed height | Each | N | 89.81
| E0143 | Folding Walker, Wheeled adjustable or fixed height | Each | N | 52.22
| E0144 | Walker, enclosed, 4 sided frame, rigid or folding, wheeled, w/posterior seat | Each | N | 316.13
| E0147 | Walker Heavy Duty, Multiple Braking System, Variable Wheel Resistance | Each | Y | 462.48
| E0148 | Walker, heavy duty, w/out wheels, rigid or folding, any type | Each | N | 97.08
| E0149 | Walker, heavy duty, wheeled, rigid or folding, any type | Each | N | 162.54
| E0130 RR | Walker, Rigid (Pickup), Adjustable Or Fixed Height | Day | N | 0.19 | 3 Months
| E0135 RR | Walker, Folding (Pickup), Adjustable Or Fixed Height | Day | N | 0.17
| E0140 RR | Walker, w/trunk support, adjustable or fixed height, any type | Day | N | 1.09
| E0141 RR | Walkers, rigid Wheeled/adjustable or fixed height | Day | N | 0.3
| E0143 RR | Folding Walker, Wheeled adjustable or fixed height | Day | N | 0.17
| E0144 RR | Walker, enclosed, 4 sided frame, rigid or folding, wheeled, w/posterior seat | Day | N | 1
| E0147 RR | Walker Heavy Duty, Multiple Braking System, Variable Wheel Resistance | Day | N | 1.54
| E0148 RR | Walker, heavy duty, w/out wheels, rigid or folding, any type | Day | N | 0.32
| E0149 RR | Walker, heavy duty, wheeled, rigid or folding, any type | Day | N | 0.38
Walker Attachments
| E0153 | Platform Attachment, forearm crutch | Each | N | 74.18 | 1/36 months
| E0153 RR | Platform Attachment, forearm crutch | Day | N | 0.31 | 3 months
| E0154 | Platform Attachment, Walker | Each | N | 56.95 | 1/36 Months
| E0154 RR | Platform Attachment, Walker | Day | N | 0.19 | 3 months
| E0155 | Wheel Attachment, Rigid Pickup Walker, | pair | N | 31.45 | 1/36 Months
| E0155 RR | Wheel Attachment, Rigid Pickup Walker, | Day | N | 0.11 | 3 Months
| E0156 | Seat Attachment, Walker | Each | N | 18.26 | 1/36 Months
| E0156 RR | Seat Attachment, Walker | Day | N | 0.06 | 3 Months
| E0157 | Crutch Attachment, Walker | Each | N | 62.56 | 1/36 Months
| E0157 RR | Crutch Attachment, Walker | Day | N | 0.21 | 3 Months
| E0158 | Leg Extension For Walker | Set of 4 | N | 29.33 | 1 set/36 Months
| E0158 RR | Leg Extension For Walker | Day | N | 0.1 | 3 Months
| E0159 | Brake Attachment for Wheeled Walker; replacement | Each | N | 20.58 | 1/36 months
| E0159 RR | Brake Attachment for Wheeled Walker; replacement | Day | N | 0.07 | 3 months
E1399 | E8000 | Gait Trainer, pediatric size, posterior support, includes all accessories and components | Each | Y | P-$IC | 1/36 Months
| E8001 | Gait Trainer, pediatric size, upright support, includeds all accessories and components | Each | Y | P-$IC | 1/36 Months
| E8002 | Gait Trainer, pediatric size, anterior support, includes all accessories and components | Each | Y | P-$IC | 1/36 Months
Changes in bold effective 1/1/25 - Competitive Bidding Rates in blue effective 1/1/25

## Communication Devices
MEDICAID DURABLE MEDICAL EQUIPMENT (DME) AND SUPPLIES LISTING The following listing, based upon the Healthcare Common Procedure Coding System (HCPCS), describes equipment and supplies, coverage limitations, and service authorization (SA) requirements. The DME Listing HCPCS codes must be used for all Medicaid claims, regardless of whether Medicare uses the same HCPCS code for the item. Service authorization by Medicaid is not required when Medicare is the primary payer. Reimbursement for Medicare crossover claims will be made in accordance with established Medicare HCPCS codes and guidelines. When extended utilization or unusual amounts or types of equipment or supplies are required, the provider must request service authorization from the Department of Medical Assistance Services’ (DMAS) service authorization contractor. Instructions regarding service authorization may also be found in Appendix D of this Provider Manual. Items not identified in the listing require service authorization and may be submitted for service authorization under the appropriate miscellaneous HCPCS code. Lack of a specific HCPCS code for the item does not determine coverage. The appropriate miscellaneous code may be used and submitted for preauthorization. Providers must maintain documentation in accordance with the coverage criteria, documentation requirements, and Certificate of Medical Necessity (CMN) requirements as defined in Chapters IV and VI of this Provider Manual, regardless of whether or not service authorization is required. The key below identifies the codes used in the DME Listing. • N = Service authorization is not required up to the established limit • Y = Service authorization is required • P = Purchase • RR = *Rental • IC = Individual Consideration • UCC = Usual and Customary Charge *Medicaid reimbursement for rental items is a daily rate. DMAS will not provide rental reimbursement for days on which the recipient did not use the item. Please reference rental versus purchase guidelines in Chapter IV of this Provider Manual for additional requirements.
MEDICAID DME AND SUPPLIES LISTING
Communication Devices UCC = Bill Usual and Customary Charge IC = Individual Consideration
Old HCPCS Code | New HCPCS Code | Description | Billing Unit | SA Type | Fee | Limit
Communication Devices
Communication devices to improve educational and/or vocational abilities are not covered services by DMAS. Documentation must describe speech limitations, prognosis for improvement, how medical communication needs have been met/unmet, the patient’s motivation and ability to use the selected device, how the requested device better meets the recipient’s medical needs than other devices available. As with all DME, communication devices will be reimbursed at the most cost effective level suitable for use within the recipient’s home environment. See Chapter IV of the Medicaid Durable Medical Equipment and Supplies Manual
| E1902 | Communication board, non-electronic, augmentative or alternative communication device | Each | Y | P-$ IC | 1/60 Months
| E2500 | Speech generating device, digitized speech, using pre-recorded messages, less than or equal to 8 minutes recording time | Each | Y | 491.73 | 1/60 Months
| E2500 RR | Speech generating device, digitized speech, using pre-recorded messages, less than or equal to 8 minutes recording time | Day | Y | 1.64 | 3 Months
| E2502 | Speech generating device, digitized speech, using pre-recorded messages, greater than 8 minutes but less than equal to 20 minutes recording time | Each | Y | 1503.68 | 1/60 Months
| E2502 RR | Speech generating device, digitized speech, using pre-recorded messages, greater than 8 minutes but less than equal to 20 minutes recording time | Day | Y | 5.01 | 3 Months
| E2504 | Speech generating device, digitized speech, using pre-recorded messages, greater than 20 minutes but less than or equal to 40 minutes recording time | Each | Y | 1983.57 | 1/60 Months
| E2504 RR | Speech generating device, digitized speech, using pre-recorded messages, greater than 20 minutes but less than or equal to 40 minutes recording time | Day | Y | 6.61 | 3 Months
| E2506 | Speech generating device, digitized, speech, using pre-recorded messages, greater than 40 minutes recording time | Each | Y | 2908.48 | 1/60 Months
| E2506 RR | Speech generating device, digitized, speech, using pre-recorded messages, greater than 40 minutes recording time | Day | Y | 9.69 | 3 Months
| E2508 | Speech generating device, synthesized speech, requiring message formulation by spelling and access by physical contact with the device | Each | Y | 4497.49 | 1/60 Months
| E2508 RR | Speech generating device, synthesized speech, requiring message formulation by spelling and access by physical contact with the device | Day | Y | 14.99 | 3 Months
| E2510 | Speech generating device, synthesized speech, permitting multiple methods of message formulation and multiple methods of device access | Each | Y | 8510.9 | 1/60 Months
| E2510 RR | Speech generating device, synthesized speech, permitting multiple methods of message formulation and multiple methods of device access | Day | Y | 28.37 | 3 Months
| E2511 | Speech generating software program, for personal computer or personal digital assistant (Must be for medically necessary communication device) | Each | Y | P-$ IC | 1/60 Months
| E2511 RR | Speech generating software program, for personal computer or personal digital assistant (Must be for medically necessary communication device) | Day | Y | P-$ IC | 3 Months
| E2512 | Accessory for speech generating device, mounting system | Each | Y | P-$ IC | 1/60 Months
| E2512 RR | Accessory for speech generating device, mounting system | Day | Y | P-$ IC | 3 Months
| E2599 | Accessory for speech generating device, not otherwise specified | Each | Y | P-$ IC | 1/60 Months
Changes to Communication Devices
Changes marked in bold are effective 1/1/25

## Decubitus, Ulcer
MEDICAID DURABLE MEDICAL EQUIPMENT (DME) AND SUPPLIES LISTING The following listing, based upon the Healthcare Common Procedure Coding System (HCPCS), describes equipment and supplies, coverage limitations, and service authorization (SA) requirements. The DME Listing HCPCS codes must be used for all Medicaid claims, regardless of whether Medicare uses the same HCPCS code for the item. Service authorization by Medicaid is not required when Medicare is the primary payer. Reimbursement for Medicare crossover claims will be made in accordance with established Medicare HCPCS codes and guidelines. When extended utilization or unusual amounts or types of equipment or supplies are required, the provider must request service authorization from the Department of Medical Assistance Services’ (DMAS) service authorization contractor. Instructions regarding service authorization may also be found in Appendix D of this Provider Manual. Items not identified in the listing require service authorization and may be submitted for service authorization under the appropriate miscellaneous HCPCS code. Lack of a specific HCPCS code for the item does not determine coverage. The appropriate miscellaneous code may be used and submitted for preauthorization. Providers must maintain documentation in accordance with the coverage criteria, documentation requirements, and Certificate of Medical Necessity (CMN) requirements as defined in Chapters IV and VI of this Provider Manual, regardless of whether or not service authorization is required. The key below identifies the codes used in the DME Listing. • N = Service authorization is not required up to the established limit • Y = Service authorization is required • P = Purchase • RR = *Rental • IC = Individual Consideration • UCC = Usual and Customary Charge *Medicaid reimbursement for rental items is a daily rate. DMAS will not provide rental reimbursement for days on which the recipient did not use the item. Please reference rental versus purchase guidelines in Chapter IV of this Provider Manual for additional requirements.
MEDICAID DME AND SUPPLIES LISTING
Decubitus / Ulcer Products UCC = Bill Usual and Customary Charge IC = Individual Consideration
Old HCPCS Code | New HCPCS Code | Description | Billing Unit | SA Type | Fee | Limit
| E0188 | Synthetic sheepskin pad | Each | N | 26.34 | 2/12 Months
| E0188 RR | Synthetic sheepskin pad | Day | N | 0.09 | 1 Month
| E0189 | Lambs wool sheepskin pad, any size | Each | N | 54.69 | 2/12 Months
| E0189 RR | Lambswool sheepskin pad, any size | Day | N | 0.18 | 1 Month
| E0191 | Heel or elbow proctector, each | Each | N | 12.56 | 2/3 Months
| E0191 RR | Heel or elbow protector, each | Each | N | 0.04 | 1 Month/Year
| E0231 RR | Non-contact wound warming wound device (temperature control unit, AC adapter and power cord) for use with warming card and wound cover | Day | Y | P-$ IC | 4 Months Year
| E0232 RR | Warming card for use with non-contact wound warming device and non-contact wound warming wound cover | Day | Y | P-$ IC | 4 Months Year
| E2402 RR | Negative pressure wound therapy electical pump, stationary or portable | Day | Y | 28.26 | I.C.
| A6550 | Dressing set for negative pressure wound therapy electrical pump, stationary or portable, each | Each | Y | 31.29 | I.C.
A6551 | A7000 | Cannister set for negative pressure wound therapy electrical pump, stationary or portable, each | Each | Y | 10.04 | I.C.
Changes
Changes in bold 1/1/25 - Competitive bid rates in blue effective 1/1/25

## Diabetic
MEDICAID DURABLE MEDICAL EQUIPMENT (DME) AND SUPPLIES LISTING The following listing, based upon the Healthcare Common Procedure Coding System (HCPCS), describes equipment and supplies, coverage limitations, and service authorization (SA) requirements. The DME Listing HCPCS codes must be used for all Medicaid claims, regardless of whether Medicare uses the same HCPCS code for the item. Service authorization by Medicaid is not required when Medicare is the primary payer. Reimbursement for Medicare crossover claims will be made in accordance with established Medicare HCPCS codes and guidelines. When extended utilization or unusual amounts or types of equipment or supplies are required, the provider must request service authorization from the Department of Medical Assistance Services’ (DMAS) service authorization contractor. Instructions regarding service authorization may also be found in Appendix D of this Provider Manual. Items not identified in the listing require service authorization and may be submitted for service authorization under the appropriate miscellaneous HCPCS code. Lack of a specific HCPCS code for the item does not determine coverage. The appropriate miscellaneous code may be used and submitted for preauthorization. Providers must maintain documentation in accordance with the coverage criteria, documentation requirements, and Certificate of Medical Necessity (CMN) requirements as defined in Chapters IV and VI of this Provider Manual, regardless of whether or not service authorization is required. The key below identifies the codes used in the DME Listing. • N = Service authorization is not required up to the established limit • Y = Service authorization is required • P = Purchase • RR = *Rental • IC = Individual Consideration • UCC = Usual and Customary Charge *Medicaid reimbursement for rental items is a daily rate. DMAS will not provide rental reimbursement for days on which the recipient did not use the item. Please reference rental versus purchase guidelines in Chapter IV of this Provider Manual for additional requirements.
MEDICAID DME AND SUPPLIES LISTING
Diabetic Products UCC = Usual and Customary Charge IC = Individual Consideration
Old HCPCS Code | New HCPCS Code | Description | Billing Unit | SA Type | Fee | Limit
Supplies
| A4206 | Syringe with needle, sterile, 1cc or less, each | Each | N | 0.32 | 100/Month
| A4250 | Urine test or reagent strips or tablet | Tablets or Strips - 100 | N | 38.88 | 3/2 Months
| A4253 | Blood glucose test or reagent strips for home blood glucose monitor, | Strips - 50 | N | 10.39 | 3/Month
| A4256 | Normal, low, and high calibrator solution/chips | Pkg.(5 ml vials) | N | 4.23 | 1/Month
| A4258 | Spring-powered device for lancet | Each | N | 2.64 | 1/month
| A4259 | Lancets | Box (of 100) | N | 1.78 | 3/2 Months
| A4245 | Alcohol wipes | Box of 100 | N | 4.08 | 1/Month
| A4271 | Integrated lancing and blood sample testing cartridges for home blood glucose monitor, per month | 1 unit=1 month | Y | 30.09 | IC
| E1399 | Single use, Safety lancets | Box (of 100) | Y | 10.22 | 1/Month
Z4301 | E1399 | Medicine Dropper | 3/Box | Y | 1.01 | 1/12 Months
| S8490 | Insulin Syringes | 100/box | N | 29.67 | 1/Month
| S5560 | Insulin delivery device, reusable pen, 1.5 ml size | Each | Y | P-$ IC | IC
| S5561 | Insulin delivery device, reusable pen, 3 ml size | Each | Y | P-$ IC | IC
Effective July 1, 2014, DMAS will be allowing providers to ship a 90 day supply for the following diabetic supplies: A4206, A4245, A4250, A4233, A4234, A4235, A4236, A4253, A4256, A4258 and A4259.
Glucose Monitors
| E0607 | Home blood glucose monitor | Each | N | 84.02 | 1/36 Months
| E2100 | Blood glucose monitor with integrated voice synthesizer | Each | Y | 762.78
| E2101 | Blood glucose monitor with integrated lancing/blood sample | Each | N | 237.1
| E2104 | Home blood glucose monitor for use with integrated lancing/blood sample testing cartridge | Each | Y | 48.11 | IC
| E0607 RR | Home blood glucose monitor | Day | N | 0.28 | 3 Months
| E2100 RR | Blood glucose monitor with integrated voice synthesizer | Day | N | 2.42
| E2101 RR | Blood glucose monitor with integrated lancing/blood sample | Day | N | 0.79
Insulin Pumps and Supplies
| A4230 | Infusion set for external insulin pump, non-needle cannula type | Each | N | 10.31 | 16/Month
| A4231 | Infusion set for external insulin pump, needle type | Each | N | 6.91
| A4232 | Syringe with needle for external insulin pump, sterile 3cc | Each | N | 2.83 | 16/Month
| A4224 | Supplies for maintenance of isulin Infusion catheter, per week | 1 unit=1 week | Y | 22.67 | 4/month
| A4225 | Supplies for external insulin infusion pump, syringe type cartridge, sterile, each | Each | N | 2.95 | 16/Month
| E0784 | External ambulatory infusion pump, insulin | Each | Y | 5132.11 | 1/60 Months
| E0784 RR | External ambulatory infusion pump, insulin | Day | Y | 16.29 | 3 Months
Continuous Glucose Monitor (CGM)
Starting July 1, 2024 DMAS will start using InterQual criteria for CGMs. New HCPCS should be used once existing authorization expires.
| A4238 | Supply allowance for adjunctive, non-implanteed continuous glucose monitor, includes all supplies and accessories, 1 month supply = 1unit of service | 1 unit =1 month | Y | 247.69 | 1 per month
| A4239 | Supply allowance for non-adjunctive, non-implanted continuouse glucose monitor (CGM), includes all supplies and accessories, 1 month supply = 1unit of service | 1 unit =1 month | Y | 241.13 | 1 per month
| E2102 | Adjunctive non-implanted continuous glucose monitor or receiver | Each | Y | 191.21 | 1 per 12 months
| E2103 | Non-adjuntive, non-implanted continous glucose monitor or receiver | Each | Y | 247.89 | 1 per 12 months
Replacement Batteries
A4254 | A4233 | Replacement battery, alkaline (other than J cell), for use with medically necessary home blood glucose monitor owned by patient, each | Each | N | 0.65 | 2/6 Months
A4254 | A4234 | Replacement battery, alkaline, J cell, for use with medically necessary home blood glucose monitor owned by patient, each | Each | N | 2.94
A4254 | A4235 | Replacement battery, lithium, for use with medically necessary home blood glucose monitor owned by patient, each | Each | N | 1.25
A4254 | A4236 | Replacement battery, silver oxide, for use with medically necessary home blood glucose monitor owned by patient, each | Each | N | 1.44
Changes to the Diabetes Products Category
Changes marked in blue are effective 1/1/25 - Competitive Bidding Rates
Changes marked in bold are effective 1/1/25

## Dialysis
MEDICAID DURABLE MEDICAL EQUIPMENT (DME) AND SUPPLIES LISTING The following listing, based upon the Healthcare Common Procedure Coding System (HCPCS), describes equipment and supplies, coverage limitations, and service authorization (SA) requirements. The DME Listing HCPCS codes must be used for all Medicaid claims, regardless of whether Medicare uses the same HCPCS code for the item. Service authorization by Medicaid is not required when Medicare is the primary payer. Reimbursement for Medicare crossover claims will be made in accordance with established Medicare HCPCS codes and guidelines. When extended utilization or unusual amounts or types of equipment or supplies are required, the provider must request service authorization from the Department of Medical Assistance Services’ (DMAS) pre-authorization contractor. Instructions regarding service authorization may also be found in Appendix D of this Provider Manual. Items not identified in the listing require service authorization and may be submitted for service authorization under the appropriate miscellaneous HCPCS code. Lack of a specific HCPCS code for the item does not determine coverage. The appropriate miscellaneous code may be used and submitted for preauthorization. Providers must maintain documentation in accordance with the coverage criteria, documentation requirements, and Certificate of Medical Necessity (CMN) requirements as defined in Chapters IV and VI of this Provider Manual, regardless of whether or not service authorization is required. The key below identifies the codes used in the DME Listing. • N = Service authorization is not required up to the established limit • Y = Service authorization is required • P = Purchase • RR = *Rental • IC = Individual Consideration • UCC = Usual and Customary Charge *Medicaid reimbursement for rental items is a daily rate. DMAS will not provide rental reimbursement for days on which the recipient did not use the item. Please reference rental versus purchase guidelines in Chapter IV of this Provider Manual for additional requirements.
MEDICAID DME AND SUPPLIES LISTING
Dialysis Equipment and Supplies UCC = Bill Usual and Customary Charge IC = Individual Consideration
Old HCPCS Code | New HCPCS Code | Description | Billing Unit | SA Type | Fee | Limit
Dialysis
| A4772 | Blood glucose test strips, for dialysis, per 50 | Btl. (of 50) | Y | P-$ IC | 2/Month
| A4913 | Miscellaneous Dialysis Supplies, Not Identified Elsewhere | Each | Y | P-$ IC | I.C.
A4900 | E1399 | Continuous Ambulatory Peritoneal Dialysis Supply Kit | Month | Y | R-$ 1986.04 | 12 Months Per Year
A4901 | E1399 | Continuous Cycling Peritoneal, Dialysis CCPD Supply Kit | Month | Y | R-$ 1986.04 | 12 Months Per Year
A4905 | E1399 | Intermittent Peritoneal Dialysis (IPD) Supply Kit | Month | Y | R-$ 1986.04 | 12 Months Per Year
| E1510 | Kidney, dialysate delivery system kidney machine, pump recirculating, air removal system, flowrat meter, power off, heater and temp control with alarm, IV poles, pressure gauge, concentrate container | Month | N | R-$ 1528.00 | 12 Months Per Year
| E1699 | Dialysis equipment, not otherwise specificed | Each | Y | P-$ IC | I.C.
Changes to Dialysis Category
No Changes in 2025
Notes: E1699 used for equipment, miscellaneous supplies use A4913. No changes for this update.(1/1/2025)

## Dry Heat, TENS, NMES
MEDICAID DURABLE MEDICAL EQUIPMENT (DME) AND SUPPLIES LISTING The following listing, based upon the Healthcare Common Procedure Coding System (HCPCS), describes equipment and supplies, coverage limitations, and service authorization (SA) requirements. The DME Listing HCPCS codes must be used for all Medicaid claims, regardless of whether Medicare uses the same HCPCS code for the item. Service authorization by Medicaid is not required when Medicare is the primary payer. Reimbursement for Medicare crossover claims will be made in accordance with established Medicare HCPCS codes and guidelines. When extended utilization or unusual amounts or types of equipment or supplies are required, the provider must request service authorization from the Department of Medical Assistance Services’ (DMAS) pre-authorization contractor. Instructions regarding service authorization may also be found in Appendix D of this Provider Manual. Items not identified in the listing require service authorization and may be submitted for service authorization under the appropriate miscellaneous HCPCS code. Lack of a specific HCPCS code for the item does not determine coverage. The appropriate miscellaneous code may be used and submitted for preauthorization. Providers must maintain documentation in accordance with the coverage criteria, documentation requirements, and Certificate of Medical Necessity (CMN) requirements as defined in Chapters IV and VI of this Provider Manual, regardless of whether or not service authorization is required. The key below identifies the codes used in the DME Listing. • N = Service authorization is not required up to the established limit • Y = Service authorization is required • P = Purchase • RR = *Rental • IC = Individual Consideration • UCC = Usual and Customary Charge *Medicaid reimbursement for rental items is a daily rate. DMAS will not provide rental reimbursement for days on which the recipient did not use the item. Please reference rental versus purchase guidelines in Chapter IV of this Provider Manual for additional requirements.
MEDICAID DME AND SUPPLIES LISTING
Dry Heat Application, TENS, NMES UCC = Bill Usual and Customary Charge IC = Individual Consideration
Old HCPCS Code | HCPCS Code | Description | Billing Unit | SA Type | Fee | Limit
Heat Application
| E0200 | Heat Lamp W/O Stand, Table Model includes bulb or infrared element | Each | Y | 99.69 | 1/60 Months
| E0205 | Heat Lamp, With Stand, (Includes Bulbs, Or Infrared Element) | Each | Y | 244.03
| E0200 RR | Heat Lamp W/O Stand, Table Model Rental includes bulb or infrared element | Day | N | 0.45 | 3 Months
| E0205 RR | Heat Lamp, With Stand, (Includes Bulbs, Or Infrared Element) | Day | N | 0.89
| E0210 | Electric heat pad, standard | Each | N | 41.07 | 1/60 Months
| E0215 | Electric heat pad, moist | Each | N | 89.08
| E0210 RR | Electric heat pad, standard | Day | N | 0.13 | 3 Months
| E0215 RR | Electric heat pad, moist | Day | N | 0.31
| E0217 | Water circulation heat pad, with pump | Each | N | 530.65 | 1/60 Months
| E0217RR | Water circulation heat pad, with pump | Day | N | 1.97 | 3 Months
TENS/NMES Supplies
| A4555 | Electrode/transducer for use with electrical stimulation device used for cancer treatment, replacement only. Must be reviewed by OCMO. | Each | Y | IC | I.C.
| A4558 | Conductive gel or paste, for use with electrical device (E.G., TENS, NMES) per oz | Tube | N | 6.86 | 1/Month
| A4595 | Electrical stimulator supplies, 2 lead, per month (e.g. TENS, NMES) | Pair | N | 13.08 | 15/Month
| A4630 | Replacement batteries for medically necessary transcutaneous electrical nerve stimulator (TENS) owned by patient | Each | N | 7.84 | 1/Month
| E0731 | Form-fitting conductive garment for delivery of TENS or NMES (with conductive fibers separated from patient's skin by layers of fabric) | Each | Y | 202.13 | I.C.
TENS/NMES Units
| E0720 | TENS Units, Two Lead, localized stimulation | Each | Y | 167.68 | 1/60 Months
| E0720 RR | TENS Units | Day | N | 1.69 | 2 Months
| E0730 | TENS, Four or more Leads, Multiple Nerve Stimulation | Each | Y | 167.72 | 1/60 Months
| E0730 RR | TENS, Four or more Leads, Multiple Nerve Stimulation | Day | Y | P-$ IC | 2 Months
| E0740 | Non-implanted pelvic floor electrical stimulator, complete system | Each | Y | 690.35 | 1/60 Months
| E0740 RR | Non-implanted pelvic floor electrical stimulator, complete system | Day | Y | 2.19 | 3 months
| E0745 | Neuromuscular Stimulator, Electronic Shock Unit | Each | Y | 1043.15 | 1/60 Months
| E0745 RR | Neuromuscular Stimulator, Electronic Shock Unit | Day | N | 3.31 | 3 Months
Changes
Changes marked in bold are effective 1/1/2025 Codes marked in Blue are Competitive Bid Rates effective 1/1/2025
Service limits combined for Heat Applications Face to Face Column added 7/1/17

## Elastic Support
MEDICAID DURABLE MEDICAL EQUIPMENT (DME) AND SUPPLIES LISTING The following listing, based upon the Healthcare Common Procedure Coding System (HCPCS), describes equipment and supplies, coverage limitations, and service authorization (SA) requirements. The DME Listing HCPCS codes must be used for all Medicaid claims, regardless of whether Medicare uses the same HCPCS code for the item. Service authorization by Medicaid is not required when Medicare is the primary payer. Reimbursement for Medicare crossover claims will be made in accordance with established Medicare HCPCS codes and guidelines. When extended utilization or unusual amounts or types of equipment or supplies are required, the provider must request service authorization from the Department of Medical Assistance Services’ (DMAS) pre-authorization contractor. Instructions regarding service authorization may also be found in Appendix D of this Provider Manual. Items not identified in the listing require service authorization and may be submitted for service authorization under the appropriate miscellaneous HCPCS code. Lack of a specific HCPCS code for the item does not determine coverage. The appropriate miscellaneous code may be used and submitted for preauthorization. Providers must maintain documentation in accordance with the coverage criteria, documentation requirements, and Certificate of Medical Necessity (CMN) requirements as defined in Chapters IV and VI of this Provider Manual, regardless of whether or not service authorization is required. The key below identifies the codes used in the DME Listing. • N = Service authorization is not required up to the established limit • Y = Service authorization is required • P = Purchase • RR = *Rental • IC = Individual Consideration • UCC = Usual and Customary Charge *Medicaid reimbursement for rental items is a daily rate. DMAS will not provide rental reimbursement for days on which the recipient did not use the item. Please reference rental versus purchase guidelines in Chapter IV of this Provider Manual for additional requirements.
MEDICAID DME AND SUPPLIES LISTING
Elastic Support Items UCC = Bill Usual and Customary Charge IC = Individual Consideration
Old HCPCS Code | New HCPCS Code | Description | Billing Unit | SA Type | Fee | Limit
Elastic Support Items
| A4490 | Surgical Stockings, above knee length, each | Each | N | 15.25 | 2/6 Months
| A4495 | Surgical Stockings, thigh length, each | Each | N | 18.55 | 2/6 Months
| A4500 | Surgical Stockings, below knee length, each | Each | N | 16.68 | 2/6 Months
| A4510 | Surgical stocking full-length, each | Each | N | 19.81 | 2/6 Months
| A6515 | Gradient compression wrap with adjustable straps, full leg, each custom | Each | Y | IC | 3/6 Months
| A6516 | Gradient compression wrap with adjustable straps, foot, each custom | Each | Y | IC | 3/6 Months
| A6517 | Gradient compression wrap with adjustable straps, below knee, each custom | Each | Y | IC | 3/6 Months
| A6518 | Gradient compression wrap with adjustable straps, arm, each custom | Each | Y | IC | 3/6 Months
| A6519 | Gradient compression garment, not otherwise specified, for nighttime use, each | Each | Y | IC | 2/6 Months
| A6520 | Gradient compression garment, glove, padded, for nighttime use, each | Each | N | 110.82 | 2/6 Months
| A6521 | Gradient compression garment, glove padded, for nighttime use, custom, each | Each | Y | 439.7 | 2/6 Months
| A6522 | Gradient compression garment, arm, padded, for nighttime use, each | Each | N | 269.26 | 2/6 Months
| A6523 | Gradient compression garment, arm, padded, for nighttime use, custom, each | Each | Y | 638.87 | 2/6 Months
| A6524 | Gradient compression garment, lower leg and foot, padded, for nighttime use, each | Each | N | 335.93 | 2/6 Months
| A6525 | Gradient compression garment, lower leg and foot, padded, for nighttime use, custom, each | Each | Y | 678.2 | 2/6 Months
| A6526 | Gradient compression carment, full leg and foot, padded, for nighttime use, each | Each | N | 607.36 | 2/6 Months
| A6527 | Gradient compression garment, full leg and foot, padded, for nighttime use, custom, each | Each | Y | 1116.85 | 2/6 Months
| A6528 | Gradient compression garment, bra, for nighttime use, each | Each | N | 584.01 | 2/6 Months
| A6529 | Gradient compression garment, bra, for nighttime use, custom, each | Each | Y | 922.83 | 2/6 Months
L8100 | A6530 | Gradient compression stocking, below knee, 18-30 mmHg, each | Each | Y | 34.24 | 2/6 Months
L8110 | A6531 | Gradient compression stocking, below knee, 30-40 mmHg, each | Each | N | 54.41 | 2/6 Months
L8120 | A6532 | Gradient compression stocking, below knee, 40-50 mmHg, each | Each | N | 76.66 | 2/6 Months
L8130 | A6533 | Gradient compression stocking, thigh length, 18-30 mmHg, each | Each | Y | 48.08 | 2/6 Months
L8140 | A6534 | Gradient compression stocking, thigh length, 30-40 mmHg, each | Each | Y | 54.9 | 2/6 Months
L8150 | A6535 | Gradient compression stocking, thigh length, 40-50 mmHg, each | Each | Y | 63.21 | 2/6 Months
| A6536 | Gradient compression stocking, full length/chap style, 18-30 mmHg, each | Each | Y | 64.81 | 2/6 Months
| A6537 | Gradient compression stocking, full length/chap style, 30-40 mmHg, each | Each | Y | 76.83 | 2/6 Months
| A6538 | Gradient compression stocking, full length/chap style, 40-50 mmHg, each | Each | Y | 89.96 | 2/6 Months
| A6539 | Gradient compression stocking, waist length, 18-30 mmHg, each | Each | Y | 85.76 | 2/6 Months
| A6540 | Gradient compression stocking, waist length, 30-40 mmHg, each | Each | Y | 102.25 | 2/6 Months
| A6541 | Gradient compression stocking, waist length, 40-50 mmHg, each | Each | Y | 121.12 | 2/6 Months
| A6544 | Gradient compression stocking, garter belt | Each | Y | 16.55 | 2/6 Months
| A6545 | Gradient compression wrap, non-elastic, below knee, 30-50 MM HG, each | Each | Y | 107.13 | 2/6 Months
| A6549 | Gradient compression garment, not otherwise specified, for daytime use, each | Each | Y | P-$ IC | 2/6 Months
| A6552 | Gradient compression stocking, below knee, 30-40 mmhg, each | Each | N | 50.81 | 3/6 Months
| A6553 | Gradient compression stocking below knee, 30-40 mmgh, custom, each | Each | N | 198.39 | 3/6 Months
| A6554 | Gradient compression stocking, below knee, 40 mmhg or greater, each | Each | N | 69.86 | 3/6 Months
| A6555 | Gradient compression stocking, below knee, 40 mmhg or greater, custom, each | Each | N | 198.39 | 3/6 Months
| A6556 | Gradient compression stocking, thigh length, 18-30 mmhg, custom, each | Each | N | 271.88 | 3/6 Months
| A6557 | Gradient compression stocking, thigh length, 30-40 mmhg, custom, each | Each | N | 271.88 | 3/6 Months
| A6558 | Gradient compression stocking, thigh length, 40 mmhg or greater, custom, each | Each | N | 280.58 | 3/6 Months
| A6559 | Gradient compression stocking, full length/Chap style, 18-30 mmhg, custom, each | Each | Y | IC | 3/6 Months
| A6560 | Gradient compression stocking, full length/chap style, 30-40 mmhg, custom, each | Each | Y | IC | 3/6 Months
| A6561 | Gradient compression stocking, full length/chap style, 40mmhg or greater, custom, each | Each | Y | IC | 3/6 Months
| A6562 | Gradient compression stocking, waist length, 18-30 mmhg, custom, each | Each | Y | 889.81 | 3/6 Months
| A6563 | Gradient compression stocking, waist length, 30-40 mmhg, custom, each | Each | Y | 889.81 | 3/6 Months
| A6564 | Gradient compression stocking, waist length, 40 mmhg or greater, custom, each | Each | Y | 958.52 | 3/6/ Months
| A6565 | Gradient compression gauntlet, custom, each | Each | N | 153.76 | 3/6 Months
| A6566 | Gradient compression garment, neck/head, each | Each | N | 223.25 | 3/6 Months
| A6567 | Gradient compression garment, neck/head, custom, each | Each | Y | 701.44 | 3/6 Months
| A6568 | Gradient compression garment, torso and shoulder, each | Each | N | 145.7 | 3/6 Months
| A6569 | Gradient compression garment, torso/shoulder, custom, each | Each | Y | 829.67 | 3/6 Months
| A6570 | Gradient compression garment, genital region, each | Each | N | 99.27 | 3/6 Months
| A6571 | Gradient compression garment, genital region, custom, each | Each | Y | 596.65 | 3/6 Months
| A6572 | Gradient compression garment, toe caps, each | Each | Y | 92.12 | 3/6 Months
| A6573 | Gradient compression garment, toe caps, custom, each | Each | N | 218.58 | 3/6 Months
| A6574 | Gradient compression arm sleeve and glove combination, custom, each | Each | N | 278.67 | 3/6 Months
| A6575 | Gradient compression arm sleeve and glove combination, each | Each | N | 90.31 | 3/6 Months
| A6576 | Gradient compression arm sleeve, custom, medium weight, each | Each | N | 171.03 | 3/6/ Months
| A6577 | Gradient compression arm sleeve, custom, heavy weight, each | Each | N | 141.55 | 3/6 Months
| A6578 | Gradient compression arm sleeve, each | Each | N | 69.71 | 3/6 Months
| A6579 | Gradient compression glove, custom, medium weight, each | Each | N | 274.52 | 3/6 Months
| A6580 | Gradient compression glove, custom, heavy weight, each | Each | N | 272.5 | 3/6 Months
| A6581 | Gradient compression glove, each | Each | N | 63.96 | 3/6 Months
| A6582 | Gradient compression gauntlet, each | Each | N | 42.66 | 3/6 Months
| A6583 | Gradient compression wrap with adjustable straps, below knee, each | Each | N | 140.33 | 3/6 Months
| A6584 | Gradient compression wrap with adjustable straps, not otherwise specified | Each | Y | IC | 3/6 Months
| A6585 | Gradient compression wrap with adjustable straps, ablove knee, each | Each | N | 166.16 | 3/6 Months
| A6586 | Gradient pressure wrap with adjustable straps, full leg, each | Each | N | 489.51 | 3/6 Months
| A6587 | Gradient compression wrap with adjustable straps, foot, each | Each | N | 64.13 | 3/6 Months
| A6588 | Gradient compression wrap with adjustable straps, arm, each | Each | N | 213.71 | 3/6 Months
| A6589 | Gradient pressure wrap with adjustable straps, bra, each | Each | N | 84.37 | 3/6 Months
| A6593 | Accessory for gradient compression garment or wrap with adjustable straps, not otherwise specified | Each | Y | IC | 3/6 Months
| A6594 | Gradient compression bandaging supply, bandage liner, lower extremity, any size or length, each | Each | N | 30.72 | 3/6 Months
| A6595 | Gradient compression bandaging supply, bandage liner, upper extremity, any size or length, each | Each | N | 30.21 | 3/6 Months
| A6596 | Gradient compression bandaging supply, conforming gauze, per linear yard, any width, each | Each | N | 0.16 | 3/6 Months
| A6597 | Gradient compression bandage roll, elastic long stretch, linear yard, any width, each | Each Linear year | N | 1.36 | 3/6 Months
| A6598 | Gradient compression bandage roll, elastic medium stretch, per linear yard, any width, each | Each Linear year | N | 0.66 | 3/6 Months
| A6599 | Gradient compression bandage roll, inelastic short stretch, per linear yard, any width, each | Each Linear year | N | 1.49 | 3/6 Months
| A6600 | Gradient compression bandaging supply, high density foam sheet, per 250 square centimeters, each | Per 250 sq cm | N | 2.69 | 3/6 Months
| A6601 | Gradient compression bandaging supply, high density foam pad, any size or shape, each | Each | N | 3.02 | 3/6 Months
| A6602 | Gradient Compression bandaging supply, high density foam roll for bandage, per linear year, any width, each | Each Linear year | N | 4.41 | 3/6 Months
| A6603 | Gradient compression bandaging supply, low density channel foam sheet, per 250 square centimeters, each | Per 250 sq cm | N | 2.07 | 3/6 Months
| A6604 | Gradient compression bandaging supply, low density flat foam sheet, per 250 square centimeters, each | Per 250 sq cm | N | 1.21 | 3/6 Months
| A6605 | Gradient compression bandaging supply, padded foam, per linear yard, any width, each | Each Linear year | N | 1.38 | 3/6 Months
| A6606 | Gradient compression bandaging supply, padded textile, per linear yard, any width, each | Each Linear year | N | 4.1 | 3/6 Months
| A6607 | Gradient compression bandaging supply, tubular protective absorption layer, per linear yard, any width, each | Each Linear year | N | 1.1 | 3/6 Months
| A6608 | Gradient compression bandaging supply, tubular protective absorption padded layer, per linear yard, any width, each | Each Linear year | N | 4.56 | 3/6 Months
| A6609 | Gradient compression bandaging supply, not otherwise specified | Each | Y | IC | IC
| A6610 | Gradient compression stocking below knee, 18-30 mmhg, custom, each | Each | N | 198.39 | 3/6 Months
| A6611 | Gradient compression wrap adjustable straps, above knee, each, custom | Each | Y | IC | 3/6 Months
Changes
Changes marked in bold updated 1/1/25

## EPSDT only
MEDICAID DURABLE MEDICAL EQUIPMENT (DME) AND SUPPLIES LISTING The following listing, based upon the Healthcare Common Procedure Coding System (HCPCS), describes equipment and supplies, coverage limitations, and service authorization (SA) requirements. The DME Listing HCPCS codes must be used for all Medicaid claims, regardless of whether Medicare uses the same HCPCS code for the item. Service authorization by Medicaid is not required when Medicare is the primary payer. Reimbursement for Medicare crossover claims will be made in accordance with established Medicare HCPCS codes and guidelines. When extended utilization or unusual amounts or types of equipment or supplies are required, the provider must request service authorization from the Department of Medical Assistance Services’ (DMAS) pre-authorization contractor. Instructions regarding service authorization may also be found in Appendix D of this Provider Manual. Items not identified in the listing require service authorization and may be submitted for service authorization under the appropriate miscellaneous HCPCS code. Lack of a specific HCPCS code for the item does not determine coverage. The appropriate miscellaneous code may be used and submitted for preauthorization. Providers must maintain documentation in accordance with the coverage criteria, documentation requirements, and Certificate of Medical Necessity (CMN) requirements as defined in Chapters IV and VI of this Provider Manual, regardless of whether or not service authorization is required. The key below identifies the codes used in the DME Listing. • N = Service authorization is not required up to the established limit • Y = Service authorization is required • P = Purchase • RR = *Rental • IC = Individual Consideration • UCC = Usual and Customary Charge *Medicaid reimbursement for rental items is a daily rate. DMAS will not provide rental reimbursement for days on which the recipient did not use the item. Please reference rental versus purchase guidelines in Chapter IV of this Provider Manual for additional requirements.
MEDICAID DME AND SUPPLIES LISTING
UCC = Usual and Customary Charge IC = Individual Consideration
Old HCPCS Code | New HCPCS Code | Description | Billing Unit | SA Type | Fee | Limit
| A8000 | Helmet, protective, soft, prefabricated, includes all components and accessories | Each | N | 192.85 | 1/12 Months
| A8001 | Helmet, protective, hard, prefabricated, includes all components and accessories | Each | N | 192.85
| A8002 | Soft protective helmet, custom | Each | Y | IC
| A8003 | Hard protective helmet, custom | Each | Y | IC
Changes
Changes marked in bold 1/1/25 T5001 moved to Misc Section

## EnteralParenteral
MEDICAID DURABLE MEDICAL EQUIPMENT (DME) AND SUPPLIES LISTING The following listing, based upon the Healthcare Common Procedure Coding System (HCPCS), describes equipment and supplies, coverage limitations, and service authorization (SA) requirements. The DME Listing HCPCS codes must be used for all Medicaid claims, regardless of whether Medicare uses the same HCPCS code for the item. Service authorization by Medicaid is not required when Medicare is the primary payer. Reimbursement for Medicare crossover claims will be made in accordance with established Medicare HCPCS codes and guidelines. When extended utilization or unusual amounts or types of equipment or supplies are required, the provider must request service authorization from the Department of Medical Assistance Services’ (DMAS) service authorization contractor. Instructions regarding service authorization may also be found in Appendix D of this Provider Manual. Items not identified in the listing require service authorization and may be submitted for service authorization under the appropriate miscellaneous HCPCS code. Lack of a specific HCPCS code for the item does not determine coverage. The appropriate miscellaneous code may be used and submitted for preauthorization. Providers must maintain documentation in accordance with the coverage criteria, documentation requirements, and Certificate of Medical Necessity (CMN) requirements as defined in Chapters IV and VI of this Provider Manual, regardless of whether or not service authorization is required. The key below identifies the codes used in the DME Listing. • N = Service authorization is not required up to the established limit • Y = Service authorization is required • P = Purchase • RR = *Rental • IC = Individual Consideration • UCC = Usual and Customary Charge *Medicaid reimbursement for rental items is a daily rate. DMAS will not provide rental reimbursement for days on which the recipient did not use the item. Please reference rental versus purchase guidelines in Chapter IV of this Provider Manual for additional requirements.
MEDICAID DME AND SUPPLIES LISTING
Feeding Pumps, Nutritional Supplements, Feeding Kits and Tubes UCC = Bill Usual and Customary Charge IC = Individual Consideration
Old HCPCS Code | New HCPCS Code | Description | Billing Unit | SA Type | Fee | Limit
Enteral/Parenteral Pumps
See Durable Medical Equipment and Supplies Manual , Chapter IV, for coverage criteria.
B9000 | B9002 | Enteral Nutrition Infusion Pump, Any Type | Each | Y | 1213.23 | 1/60 Months
B9000 | B9002 RR | Enteral Nutrition Infusion Pump, Any Type | Day | N | 3.86 | 3 Months
| B9004 | Parenteral nutrition unfusion pump, portable | Each | Y | 3660.81 | 1/60 Months
| B9004 RR | Parenteral nutrition unfusion pump, portable | Day | N | 19.32 | 3 Months
| B9006 | Parenteral nutrition unfusion pump, stationary | Each | Y | 3660.81 | 1/60 Months
| B9006 RR | Parenteral nutrition unfusion pump, stationary | Day | N | 19.32 | 3 Months
| E0791 | Parenteral infusion pump, stationary, single or multichannel | Each | Y | 4009.58 | 1/60 Months
| E0791 RR | Parenteral infusion pump, stationary, single or multichannel | Day | N | 12.72 | 6 Months
E1399* | B9998 | Extension tubing, male to male end, for use with ambulatory pump | Each | Y | 4.22 | 31/Month
Nutrition Kits/Feeding Tubes
All MCOs will cover enteral nutrition under Cardinal Care.
| B4034 | Enteral feeding supply kit; syringe fed, per day | Each | N | 6.03 | 31/Month
| B4035 | Enteral feeding supply kit; pump fed | Each | N | 11.13 | 31/Month
| B4036 | Enteral feeding supply kit; gravity fed | Each | N | 8.02 | 31/Month
| B4081 | Nasogastric tubing with stylet | Each | N | 24.43 | 4/Month
| B4082 | Nasogastric tubing without stylet | Each | N | 17.87 | 4/Month
| B4083 | Stomach tube – Levine type | Each | N | 2.71 | 4/Month
| B4087 | Gastrostomy/jejunostomy tube, standard, any material, any type, each | Each | N | 41.34 | 1/2 Months
| B4088 | Gastrostomy/jejunostomy tube, low-profile, any material, any type, each | Each | N | 44.45 | 1/2 Months
B4099, E1399* | B9998 | Enteral Supply Kit For Prepackaged Delivery System | Each | Y | 9.05 | 31/Month
Y0005, E1399* | B9998 | Gastrostomy Button Type Feeding Kits (IE Mickey) | Each | Y | $I.C. | 1/2 Months
Nutritional Supplements
See Durable Medical Equipment and Supplies Manual , Chapter IV, for coverage criteria. Nutritional Supplements below do not require preauthorization. Items noted with the IC fee require that the provider submit documentation of their cost with the claim. Documentation should be in the form of an invoice or purchase order that shows the providers cost and MSRP or retail. Claims will be paid based on the invoice and it should be evident to claims representative which item on the invoice corresponds to the item billed. Claims will be paid by using the provider's cost plus a 30% marked up. DMAS will not pay above retail.
All MCOs will cover enteral nutrition under Cardinal Care.
| B4100 | Food thickener, administered orally, per ounce | per bottle | N | P-$ IC | I.C.
Z4129 | B4102 | Enteral formula, for adults, used to replace fluids and electrolytes (e.g. clear liquids) | 500 ml = 1 unit | N | 5.36 | I.C.
Z4129 | B4103 | Enteral formula, for pediatrics, used to replace fluids and electrolytes (e.g. clear liquids) | 500 ml = 1 unit | N | 5.36 | I.C.
| B4104 | Additive for enteral formula | I.C. | N | P-$ IC | I.C.
| B4105 | In-line cartridge containing digestive enzyme(s) for enteral feeding, each (Reviewed on a case by case basis, documentation must include least costly options tried and why they failed) Physician or OCMO review required | each | Y | P-$ IC | I.C.
| B4149 | Enteral formula, manufactured blenderized natural foods with intact nutricients, includes protients, fats, carbohydrates, vitamins and minerals, may include fiber This code is for EPSDT use only. | 100 Calories = 1 Unit | N | 1.7 | I.C.
| B4150 | Enteral formula, nutritionally complete with intact nutrients, includes proteins, fats, carbohydrates, vitamins and minerals, may include fiber | 100 Calories= 1 Unit | N | 0.7 | I.C.
| B4152 | Enteral formula, nutritionally complete, calorically dense (equal to or greater than 1.5 kcal/ml) with intact nutrients, includes proteins, fats, carbohydrates, vitamins and minerals, may include fiber | 100 Calories= 1 Unit | N | 0.57 | I.C.
| B4153 | Enteral formula, nutritionally complete, hydrolyzed proteins (amino acids and peptide chain), includes fats, carbohydrates, vitamins and minerals, may include fiber | 100 Calories= 1 Unit | N | 2.05 | I.C.
| B4154 | Enteral formula, nutritionally complete, for special metabolic needs, excludes inherited disease of metabolism, includes altered composition of proteins, fats, carbohydrates, vitamins and/or minerals, may include fiber | 100 Calories= 1 Unit | N | 1.23 | I.C.
| B4155 | Enteral formula, nutritionally incomplete/modular nutrients, includes specific nutrients, carbohydrates (e.g. glucose polymers), proteins/amino acids (e.g., glutamine, arginine), fat (e.g., medium chain triglycerides) or combination | 100 Calories= 1 Unit | N | 1.11 | I.C.
| B4157 | Enteral formula, nutritionally complete, for special metabolic needs for inherited disease of metabolism, includes proteins, fats, carbohydrates, vitamins and minerals, may include fiber | Per can | N | P-$ IC | I.C.
| B4158 | Enteral formula, for pediatrics, nutritionally complete with intact nutrients, includes proteins, fats, carbohydrates, vitamins and minerals, may include fiber and/or iron | Per can | N | P-$ IC | I.C.
| B4159 | Enteral formula, for pediatrics, nutritionally complete soy based with intact nutrients, includes proteins, fats, carbohydrates, vitamins and minerals, may include fiber and/or iron | Per can | N | P-$ IC | I.C.
| B4160 | Enteral formula, for pediatrics, nutritionally complete calorically dense (equal to or grater than 0.7 kcal/ml) with intact nutrients, includes proteins, fats, carbohydrates, vitamins and minerals, may include fiber | Per can | N | P-$ IC | I.C.
| B4161 | Enteral formula, for pediatrics, hydrolyzed/amino acids and peptide chain proteins, include fats, carbohydrates, vitamins and minerals, may include fiber | Per can | N | P-$ IC | I.C.
| B4162 | Enteral formula, for pediatrics, special metabolic needs for inherited disease of metabolism, includes proteins, fats, carbohydrates, vitamins and minerals, may include fiber | Per can | N | P-$ IC | I.C.
| B9998 | NOC for enteral supplies | I.C. | Y | P-$ IC | I.C.
Changes
Changes marked in bold 1/1/25.
*Effective 7/1/2010: any misc. enteral supplies without a HCPCS code should use B9998.

## I.V. Service
MEDICAID DURABLE MEDICAL EQUIPMENT (DME) AND SUPPLIES LISTING The following listing, based upon the Healthcare Common Procedure Coding System (HCPCS), describes equipment and supplies, coverage limitations, and service authorization (SA) requirements. The DME Listing HCPCS codes must be used for all Medicaid claims, regardless of whether Medicare uses the same HCPCS code for the item. Service authorization by Medicaid is not required when Medicare is the primary payer. Reimbursement for Medicare crossover claims will be made in accordance with established Medicare HCPCS codes and guidelines. When extended utilization or unusual amounts or types of equipment or supplies are required, the provider must request service authorization from the Department of Medical Assistance Services’ (DMAS) service authorization contractor. Instructions regarding service authorization may also be found in Appendix D of this Provider Manual. Items not identified in the listing require service authorization and may be submitted for service authorization under the appropriate miscellaneous HCPCS code. Lack of a specific HCPCS code for the item does not determine coverage. The appropriate miscellaneous code may be used and submitted for preauthorization. Providers must maintain documentation in accordance with the coverage criteria, documentation requirements, and Certificate of Medical Necessity (CMN) requirements as defined in Chapters IV and VI of this Provider Manual, regardless of whether or not service authorization is required. The key below identifies the codes used in the DME Listing. • N = Service authorization is not required up to the established limit • Y = Service authorization is required • P = Purchase • RR = *Rental • IC = Individual Consideration • UCC = Usual and Customary Charge *Medicaid reimbursement for rental items is a daily rate. DMAS will not provide rental reimbursement for days on which the recipient did not use the item. Please reference rental versus purchase guidelines in Chapter IV of this Provider Manual for additional requirements.
MEDICAID DME AND SUPPLIES LISTING
I.V. Service Day Rate, I.V. Stands, I.V. Needles and Supplies UCC = Bill Usual and Customary Charge IC = Individual Consideration
Old HCPCS Code | New HCPCS Code | Description | Billing Unit | SA Type | Fee | Limit
IV Service Day Rate
With the exception of the E1399 codes, the IV Day Rate codes no longer require preauthorization.
Z7776 | E1399 | DME Drug Therapy, Recipient Owned Pump | Day | Y | 34.18 | IC
Z7777 | E1399 | DME TPN Management Therapy, Patient Owned IV Pump | Day | Y | 42.75 | IC
| S9325 | Home infusion therapy, pain management infusion, administrative services, professional pharmacy services, care coordination, and all necessary supplies and equipment, (drugs and nursing visits coded separately), per diem, (do not use this code with S9326, S9327, or S9328) DME Providers can not bill for drugs or nursing visits. These services must be billed by the appropriate provider. | Day | N | 35.2 | IC
| S9326 | Home infusion therapy, continuous (twenty-four hours or more) pain management infusion; administrative services, professional pharmacy services, care coordination, and all necessary supplies and equipment (drugs and nursing visits coded separately), per diem DME Providers can not bill for drugs or nursing visits. These services must be billed by the appropriate provider. | Day | N | 35.2 | IC
| S9327 | Home infusion therapy; intermittent (less than twenty-four hours) pain management infusion; administrative services, professional pharmacy services, care coordination, and all necessary supplies and equipment (drugs and nursing visits coded separately), per diem DME Providers can not bill for drugs or nursing visits. These services must be billed by the appropriate provider. | Day | N | 35.2 | IC
| S9328 | Home Infusion therapy, implanted pump pain management infusion; administrative services, professional pharmacy services, care coordination, and all necessary supplies and equipment (drugs and nursing visits coded separately), per diem DME Providers can not bill for drugs or nursing visits. These services must be billed by the appropriate provider. | Day | N | 35.2 | IC
| S9329 | Home infusion therapy, chemotherapy infusion, administrative services, professional pharmacy services, care coordination, and all necessary supplies and equipment (drugs and nursing visits coded separately), per diem, (do not use this code with S9330 or S9331 DME Providers can not bill for drugs or nursing visits. These services must be billed by the appropriate provider. | Day | N | 29.6 | IC
| S9330 | Home infusion therapy, continuous (twenty-four hours or more) chemotherapy infusion; administrative services, professional pharmacy services, care coordination, and all necessary supplies and equipment (drugs and nursing visits coded separately), per diem DME Providers can not bill for drugs or nursing visits. These services must be billed by the appropriate provider. | Day | N | 29.6 | IC
| S9331 | Home infusion therapy, intermittent (less than twenty-four hours) chemotherapy infusion; administrative services, professional pharmacy services, care coordination, and all necessary supplies and equipment (drugs and nursing visits coded separately), per diem DME Providers can not bill for drugs or nursing visits. These services must be billed by the appropriate provider. | Day | N | 29.6 | IC
| S9335 | Home therapy, hemodialysis; administrative services, professional pharmacy services, care coordination, and all necessary supplies and equipment (drugs and nursing visits coded separately), per diem | Day | N | 48.8 | IC
| S9336 | Home infusion therapy, continuous anticoagulant infusion therapy (e.g., Heparin), administrative services, professional pharmacy services, care coordination and all necessary supplies and equipment (drugs and nursing visits coded separately), per diem | Day | N | 37.6 | IC
| S9338 | Home infusion therapy, immunotherapy, administrative services, professional pharmacy services, care coordination, and all necessary supplies and equipment (drugs and nursing visits coded separately), per diem DME Providers can not bill for drugs or nursing visits. These services must be billed by the appropriate provider. | Day | N | 37.6 | IC
| S9339 | Home therapy, peritoneal dialysis, administrative services, professional pharmacy services, care coordination and all necessary supplies and equipment (drugs and nursing visits coded separately), per diem | Day | N | 37.6 | IC
| S9345 | Home infusion therapy, antihemophilic agent infusion therapy (e.g., factor VIII); administrative services, professional pharmacy services, care coordination and all necessary supplies and equipment (drugs and nursing visits coded separately), per diem | Day | N | 37.6 | IC
| S9346 | Home infusion therapy, alpha-1-proteinase inhibitor (e.g., Prolastin); administrative services, professional pharmacy services, care coordination and all necessary supplies and equipment (drugs and nursing visits coded separately), per diem | Day | N | 37.6 | IC
| S9347 | Homer infusion therapy, uninterrupted, long-term, controlled rate intravenous or subcutaneous infusion therapy (e.g., epoprostenol); administrative services, professional pharmacy services, care coordination and all necessary supplies and equipment (drugs and nursing visits coded separately), per diem | Day | N | 37.6 | IC
| S9348 | Home infusion therapy, sympathomimetic/inotropic agent infusion therapy (e.g. Dobutamine); administrative services, professional pharmacy services, care coordination, all necessary supplies and equipment (drugs and nursing visits coded separately), per diem DME Providers can not bill for drugs or nursing visits. These services must be billed by the appropriate provider. | Day | N | 37.6 | IC
| S3949 | Home infusion therapy, tocolytic infusion therapy; administrative services, professional pharmacy services, care coordination and all necessary supplies and equipment (drugs and nursing visits coded separately), per diem | Day | N | 37.6 | IC
| S9351 | Home infusion therapy, continuous or intermittent antimetic infusion therapy; administrative services, professional pharmacy services, care coordination and all necessary supplies and equipment (drugs and nursing visits coded separately), per diem | Day | N | 37.6 | IC
| S9353 | Home infusion therapy, continuous insulin infusion therapy; administrative services, professional pharmacy services, care coordination and all necessary supplies and equipment (drugs and nursing visits coded separately), per diem | Day | N | 37.6 | IC
| S9355 | Home infusion therapy, chelation therapy; administrative services, professional pharmacy services, care coordination and all necessary supplies and equipment (drugs and nursing visits coded separately), per diem | Day | N | 37.6 | IC
| S9357 | Home infusion therapy, enzyme replacement intravenous therapy (e.g., Imiglucerase); administrative services, professional pharmacy services, care coordination and all necessary supplies and equipment (drugs and nursing visits coded separately), per diem | Day | N | 37.6 | IC
| S9359 | Home infusion therapy, antitumor necrosis factor intravenous therapy (e.g., Infliximab); administrative services, professional pharmacy services, care coordination and all necessary supplies and equipment (drugs and nursing visits coded separately), per diem | Day | N | 37.6 | IC
| S9361 | Home infusion therapy, diuretic intravenous therapy; administrative services, professional pharmacy services, care coordination and all necessary supplies and equipment (drugs and nursing visits coded separately), per diem | Day | N | 37.6 | IC
| S9363 | Home infusion therapy, antispasmotic therapy; administrative services, professional pharmacy services, care coordination and all necessary supplies and equipment (drugs and nursing visits coded separately), per diem | Day | N | 37.6 | IC
| S9364 | Home infusion therapy, total Parenteral nutrition (TPN); administrative services, professional pharmacy services, care coordination, and all necessary supplies and equipment including standard TPN formula (lipids, specialty amino acid formulas, drugs other than in standard formula and nursing visits coded separately), per diem, (do not use with home infusion codes S9365-S9368 using daily volume scales) DME Providers can not bill for drugs or nursing visits. These services must be billed by the appropriate provider. | Day | N | 48.8 | IC
| S9365 | Home infusion therapy, total Parenteral nutrition (TPN), one liter per day, administrative services, professional pharmacy services, care coordination, and all necessary supplies and equipment including standard TPN formula (lipids, specialty amino acid formulas, drugs other than in standard formula and nursing visits coded separately), per diem DME Providers can not bill for drugs or nursing visits. These services must be billed by the appropriate provider. | Day | N | 48.8 | IC
| S9366 | Home infusion therapy, total Parenteral nutrition (TPN); more than one liter but no more than two liters per day, administrative services, professional pharmacy services, care coordination, and all necessary supplies and equipment included standard TPN formula (lipids, specialty amino acid formulas, drugs other than in standard formula and nursing visits coded separately), per diem DME Providers can not bill for drugs or nursing visits. These services must be billed by the appropriate provider. | Day | N | 48.8 | IC
| S9367 | Home infusion therapy, total Parenteral nutrition (TPN); more than two liters but no more than three liters per day, administrative services, professional pharmacy services, care coordination, and all necessary supplies and equipment including standard TPN formula (lipids, specialty amino acid formulas, drugs other than in standard formula and nursing visits coded separately), per diem DME Providers can not bill for drugs or nursing visits. These services must be billed by the appropriate provider. | Day | N | 48.8 | IC
| S9368 | Home infusion therapy, total Parenteral nutrition (TPN); more than three liters per day, administrative services, professional pharmacy services, care coordination, and all necessary supplies and equipment including standard TPN formula (lipids, specialty amino acid formulas, drugs other than in standard formula and nursing visits coded separately), per diem DME Providers can not bill for drugs or nursing visits. These services must be billed by the appropriate provider. | Day | N | 48.8 | IC
| S9370 | Home therapy, intermittent antimetic injection therapy; administrative services, professional pharmacy services, care coordination and all necessary supplies and equipment (drugs and nursing visits coded separately), per diem | Day | N | 24 | IC
| S9372 | Home therapy; intermittent anticoagulant injection therapy (e.g., Heparin); administrative services, professional pharmacy services, care coordination and all necessary supplies and equipment (drugs and nursing visits coded separately), per diem (do not use this code for flushing of infusion devices with Heparin to maintain patency) | Day | N | 24 | IC
| S9373 | Hydration infusion therapy, hydration therapy; administration services, professional pharmacy services, care coordination, and all necessary supplies and equipment (drugs and nursing visits coded separately) per diem (do not use with S9374-S9377 using daily volume scales) DME Providers can not bill for drugs or nursing visits. These services must be billed by the appropriate provider. | Day | N | 24 | IC
| S9374 | Home infusion therapy, hydration therapy, one liter per day, administrative services, professional pharmacy services, care coordination, and all necessary supplies and equipment (drugs and nursing visits coded separately), per diem DME Providers can not bill for drugs or nursing visits. These services must be billed by the appropriate provider. | Day | N | 24 | IC
| S9375 | Home infusion therapy, hydration therapy, more than one liter but no more than two liters per day, administrative services, professional pharmacy services, care coordination, and all necessary supplies and equipment (drugs and nursing visits coded separately), per diem DME Providers can not bill for drugs or nursing visits. These services must be billed by the appropriate provider. | Day | N | 24 | IC
| S9376 | Home infusion therapy, hydration therapy, more than two liters per day but no more than three liters per day, administrative services, professional pharmacy services, care coordination, and all necessary supplies and equipment (drugs and nursing visits coded separately), per diem DME Providers can not bill for drugs or nursing visits. These services must be billed by the appropriate provider. | Day | N | 24 | IC
| S9377 | Home infusion therapy, hydration therapy, more than three liters per day, administrative services, professional pharmacy services, care coordination, and all necessary supplies (drugs and nursing visits coded separately), per diem DME Providers can not bill for drugs or nursing visits. These services must be billed by the appropriate provider. | Day | N | 24 | IC
| S9379 | Home infusion therapy, infusion therapy; not otherwise classified; administrative services, professional pharmacy services, care coordination and all necessary supplies and equipment (drugs and nursing visits coded separately), per diem | Day | N | 37.6 | IC
| S9490 | Home infusion therapy, corticosteriod infusion; administrative services, professional pharmacy services, care coordination, and all necessary supplies and equipment (drugs and nursing visits coded separately), per diem DME Providers can not bill for drugs or nursing visits. These services must be billed by the appropriate provider. | Day | N | 37.6 | IC
| S9494 | Home infusion therapy, antibiotic, antiviral, or antifungal therapy or other drug, administrative services, professional pharmacy services, care coordination, and all necessary supplies and equipment (drugs and nursing visits coded separately, per diem) (do not use this code with home infusion codes for hourly dosing schedules S9497-S9504) DME Providers can not bill for drugs or nursing visits. These services must be billed by the appropriate provider. | Day | N | 37.6 | IC
| S9497 | Home infusion therapy, antibiotic, antiviral, or antifungal therapy or other drug; once every three hours; administrative services, professional pharmacy services, care coordination, and all necessary supplies and equipment (drugs and nursing visits coded separately), per diem | Day | N | 37.6 | IC
| S9500 | Home infusion therapy, antibiotic, antiviral, or antifungal therapy or other drug; once every 24 hours; administration services, professional pharmacy services, care coordination, and all necessary supplies and equipment (drugs and nursing visits coded separately), per diem DME Providers can not bill for drugs or nursing visits. These services must be billed by the appropriate provider. | Day | N | 37.6 | IC
| S9501 | Home infusion therapy, antibiotic, anitiviral, or antifungal therapy or other drug; once every 12 hours; administrative services, professional pharmacy services, care coordination, and all necessary supplies and equipment (drugs and nursing visits coded separately), per diem DME Providers can not bill for drugs or nursing visits. These services must be billed by the appropriate provider. | Day | N | 37.6 | IC
| S9502 | Home infusion therapy, antibiotic, antiviral, or antifungal therapy or other drug; once every 8 hours, administrative services, professional pharmacy services, care coordination, and all necessary supplies and equipment (drugs and nursing visits coded separately), per diem DME Providers can not bill for drugs or nursing visits. These services must be billed by the appropriate provider. | Day | N | 37.6 | IC
| S9503 | Home infusion therapy, antibiotic, antiviral, or antifungal or other drug; once every six hours; administrative services, professional pharmacy services, care coordination, and all necessary supplies and equipment (drugs and nursing visits coded separately), per diem DME Providers can not bill for drugs or nursing visits. These services must be billed by the appropriate provider. | Day | N | 37.6 | IC
| S9504 | Home infusion therapy, antibiotic, antiviral, or antifungal or other drug; once every four hours, administrative services, professional pharmacy services, care coordination, and all necessary supplies and equipment (drugs and nursing visits coded separately), per diem DME Providers can not bill for drugs or nursing visits. These services must be billed by the appropriate provider. | Day | N | 37.6 | IC
| S9537 | Home therapy; hematopoietic hormone injection therapy (e.g., erythropoietin, G-CSF, GM-CSF); administrative services, professional pharmacy services, care coordination and all necessary supplies and equipment (drugs and nursing visits coded separately), per diem | Day | N | 37.6 | IC
IV Stands
| E0776 | IV Pole | Each | N | 161 | 1/60 Months
| E0776 RR | IV Pole | Day | N | 0.54 | 6 Months
IV Supplies/Needles
See Durable Medical Equipment and Supplies Manual , Chapter IV, for coverage criteria.
| A4206 | Syringe with needle, sterile, 1cc or less, each | Each | N | 0.32 | 100/Month
| A4207 | Syringe with needle, sterile 2cc, each | Each | N | 0.29 | 31/Month
| A4208 | Syringe with needle, sterile, 3cc, each | Each | N | 0.25 | 31/Month
| A4209 | Syringe with needle, sterile, 5cc Or Greater, each | Each | N | 0.48 | 31/Month
Y0000 | A4210 | Needle-free injection device, each | Each | N | 0.09 | 31/Month
Z4109 | A4212 | Non coring needle or stylet with or without catheter | Each | N | 3.93 | 5/Month
| A4213 | Syringe, sterile, 20cc or greater, each | Each | N | 0.57 | 31/Month
| A4215 | Needles only, sterile, any size, each | Each | N | 0.15 | 6/Month
| A4216 | Sterile water, saline and /or dextrose, diluent/flush, 10 ml | Each | N | 0.51 | 60/Month
| A4245 | Alcohol wipes | Box of 100 | N | 4.08 | 1/Month
| E0779 | Ambulatory infusion pump, mechanical, reusable, for infusion 8 hours or greater | Each | Y | 209.71 | 1/60 Months
| E0779 RR | Ambulatory infusion pump, mechanical, reusable, for infusion 8 hours or greater | Day | N | 0.67 | 6 Months
| E0780 | Ambulatory infusion pump, mechanical, reusable, for infusion less than 8 hours | Each | Y | 13.04 | 1/60 Months
| E0780 RR | Ambulatory infusion pump, mechanical, reusable, for infusion less than 8 hours | Day | N | 0.3 | 6 Months
| E0781 | Ambulatory infusion pump, single or multiple channels, electric or battery operated, with administrative equipment, worn by patient. | Each | Y | 2846.34 | 1/60 Months
| E0781 RR | Ambulatory infusion pump, single or multiple channels, electric or battery operated, with administrative equipment, worn by patient. | Day | N | 9.04 | 6 Months
| E0784 | External ambulatory infusion pump, insulin | Each | Y | 5132.11 | 1/60 Months
| E0784 RR | External ambulatory infusion pump, insulin | Day | N | 16.29 | 6 Months
Z4401 | E1399 | 3-Volt Battery | Each | Y | 1.89 | 1/6 Months
Z4115 | E1399 | 6" Extension Tubing With Slide Clamp And Luer Lock Adapter | Each | Y | 4.01 | 15/Month
Z4400 | E1399 | 6-Volt Or 9-Volt Battery | Each | Y | 2.63 | 15/Month
Z4101 | E1399 | Adapter, Luer Lock | Each | Y | 0.92 | 31/Month
Z4118 | E1399 | Alcohol Cotton Tip Swabs | Each | Y | 0.02 | 15/Month
Z4111 | E1399 | Bag Spike | Each | Y | 3.42 | 31/Month
Z4104 | E1399 | Bandaid - Any Size | Each | Y | 0.23 | 31/Month
Z4452 | E1399 | Butterfly Infusion Needle - Any Size | Each | Y | 1.26 | 31/Month
Z4102 | E1399 | Cap, Luer Lock With Female Connector | Each | Y | 0.34 | 31/Month
Z4122 | E1399 | Central Venous Catheter (CVC) Dressing Kit | Each | Y | 6.62 | 15/Month
Z4119 | E1399 | Click Lock Extension Set IV tubing extension set | Each | Y | 2.66 | 13/Month
Z4105 | E1399 | Click Lock Injection Cap | Each | Y | 0.74 | 13/Month
Z4120 | E1399 | Click Lock Needle Housing W/Needle | Each | Y | 1.72 | 13/Month
Z4121 | E1399 | Click Lock Replacement Needles | Each | Y | 0.21 | 15/Month
Z4203 | E1399 | Click-Lock Needle Housing (Houses Needle Cap) | Each | Y | 1.83 | 31/Month
Y0370 | E1399 | Clysis Set | Each | Y | 0.22 | 3/Month
Z4123 | E1399 | Double Female Adapter | Each | Y | 0.9 | 31/Month
Z4112 | E1399 | Enteral Irrigation Adapter | Each | Y | 2.78 | 4/Month
Z4416 | E1399 | Filter Add-On (For Parenteral Infusion Air Elimination Size 0.22) | Each | Y | 6.39 | 31/Month
Z4106 | E1399 | Filter Add-On For Parenteral Infusion Tubing, Size1.2 | Each | Y | 5.3 | 31/Month
Y0424 | E1399 | Heparin Lock Injection, heparin sodium, (heparin lock flush), per 10 units | Each | Y | 0.75 | 8/Month
B4239 | E1399 | IV Administration Set W/Drainage Tubing | Each | Y | 2.73 | 8/Month
B4240 | E1399 | IV administration set with attachments and drainage tubing | Each | Y | 3.08 | 8/Month
Z4107 | E1399 | IV Start Kit | Each | Y | 1.78 | 31/Month
Z4451 | E1399 | IV Tubing With Filter For Pump Infusion | Each | Y | 8.48 | 31/Month
Z4108 | E1399 | J-Loop - Extension Tubing | Each | Y | 1.29 | 31/Month
Z4114 | E1399 | Needleless IV Access-Cannula | Each | Y | 0.51 | 15/Month
Z4128 | E1399 | Needleless IV Access-Site | Each | Y | 1.72 | 15/Month
Z4156 | E1399 | Needleless IV Access-Vial Adapter | Each | Y | 1.44 | 15/Month
Z4418 | E1399 | Peripheral IV Catheter With Y-Injection Site - All Sizes | Each | Y | 2.93 | 11/Month
Z4110 | E1399 | Remote Reservoir | Each | Y | 18.18 | 31/Month
Z4100 | E1399 | Sharps Container For Needle Disposal | Each | Y | 4.38 | 2/Month
Z4124 | E1399 | Subcutaneous Disc Set For Pain Management | Each | Y | 4.5 | 20/Month
Z4127 | E1399 | T-Connector Tubing With Injection Site | Each | Y | 3.61 | 15/Month
Z4125 | E1399 | Tubex Holder | Each | Y | 3.44 | 1/3 Months
Z4449 | E1399 | Unvented - Unfiltered IV Tubing | Each | Y | 2.58 | 31/Month
Z4450 | E1399 | Vented - Unfiltered IV Tubing | Each | Y | 2.3 | 31/Month
Z4126 | E1399 | Y-Connector Tubing Extension With Injection Site | Each | Y | 4.86 | 15/Month
Z4419 | E1399 | Peripheral IV Catheter Without Y-Injection Site | Each | Y | 7.43 | 11/Month
Z4239 | S1015 | IV tubing extension set | 12/Box | N | 29.03 | 5bxs/2 Months
Z4447; Z4448 | S5518 | Home Infusion Therapy, all supplies necessary for catheter repair | Each | Y | P-$IC | 2/Month
Z4420 | S5521 | Midline Catheter For Parenteral Infusion Home Infusion Therapy, all supplies (including catheter), necessary for midline catheter insertion | Each | N | 46.64 | 4/Month
Changes to I.V. Service Day Rate, I.V. Stands, I.V. Needles and Supplies
Changes in marked bold effective 1/1/25 Face to Face Column added 7/1/17

## Miscellaneous
MEDICAID DURABLE MEDICAL EQUIPMENT (DME) AND SUPPLIES LISTING The following listing, based upon the Healthcare Common Procedure Coding System (HCPCS), describes equipment and supplies, coverage limitations, and service authorization (SA) requirements. The DME Listing HCPCS codes must be used for all Medicaid claims, regardless of whether Medicare uses the same HCPCS code for the item. Service authorization by Medicaid is not required when Medicare is the primary payer. Reimbursement for Medicare crossover claims will be made in accordance with established Medicare HCPCS codes and guidelines. When extended utilization or unusual amounts or types of equipment or supplies are required, the provider must request service authorization from the Department of Medical Assistance Services’ (DMAS) service authorization contractor. Instructions regarding service authorization may also be found in Appendix D of this Provider Manual. Items not identified in the listing require service authorization and may be submitted for service authorization under the appropriate miscellaneous HCPCS code. Lack of a specific HCPCS code for the item does not determine coverage. The appropriate miscellaneous code may be used and submitted for preauthorization. Providers must maintain documentation in accordance with the coverage criteria, documentation requirements, and Certificate of Medical Necessity (CMN) requirements as defined in Chapters IV and VI of this Provider Manual, regardless of whether or not service authorization is required. The key below identifies the codes used in the DME Listing. • N = Service authorization is not required up to the established limit • Y = Service authorization is required • P = Purchase • RR = *Rental • IC = Individual Consideration • UCC = Usual and Customary Charge *Medicaid reimbursement for rental items is a daily rate. DMAS will not provide rental reimbursement for days on which the recipient did not use the item. Please reference rental versus purchase guidelines in Chapter IV of this Provider Manual for additional requirements.
MEDICAID DME AND SUPPLIES LISTING
Miscellaneous Durable and Expendable Supplies UCC = Bill Usual and Customary Charge IC = Individual Consideration
Old HCPCS Code | Face to Face Required | New HCPCS Code | Description | Billing Unit | SA Type | Fee | Limit
Miscellaneous Durabable and Expendable Supplies
|  | A4265 | Paraffin | Per Pound | N | 4.28 | 1/2 Months
|  | A4287 | Disposable collection and storage bag for breast milk, any size, any type, each | Each | Y | IC | IC
|  | A4402 | Lubricant - – All Brands | Per Ounce | N | 2.01 | 20 oz./Month
|  | A4453 | Rectal catheter with or without ballon, for use with any type transanal irrigation system, each | Each | Y | IC | 30/Month
|  | A4456 | Adhesive remover, wipes, any type, each | Each | N | 0.31 | 20/month
|  | A4457 | Enema tube, with or without adapter, any type, replacement only, each | Each | Y | IC | IC
|  | A4458 | Enema bag w/tubing, reusable | Each | N | 1.29 | 15/Month
|  | A4459 | Manual transanal irrigation system, includes water reservoir, pump tubing, and accessories, without catheter, any type | Each | Y | IC | 1/3 Months
|  | A4561 | Pessary; rubber, any type | Each | N | 25.08 | 1/3 Months
|  | A4562 | Pessary, non rubber, any type | Each | N | 62.48 | 1/3 Months
|  | A4565 | Sling-Any Type | Each | N | 9.68 | 2/12 Months
|  | A4566 | Shoulder sling or vest design, abduction restrainer, with or without swathe control, prefabricated, includes fitting and adjustment. | Each | Y | $I.C. | 1/12 Months
A4466 |  | A4467 | Belt, strap, sleeve, garment, or covering any type | Each | Y | P-$ IC | 2/3months
|  | A4600 | Sleeve for intermittent limb compression device, replacement only, each | Each | Y | P-$ IC | 1/6 Months
|  | A4601 | Lithuim ion battery for non-prosthetic use, replacement | Each | Y | P-$ IC | 1/6 Months
|  | A4602 | Replacement battery for external infusion pump owned by patient, lithium,1.5 volt, each | Each | Y | 4.69 | 1/6 Months
|  | A4611 | Battery, heavy duty; replacement for patient-owner ventilator | Each | N | 191.43 | 1/6 Months
|  | A4611 RR | Battery, heavy duty; replacement for patient-owner ventilator | Day | N | 0.64 | 6 Months/Year
|  | A4612 | Battery, cables; replacement for patient-owner ventilator | Each | N | 66.21 | 1/6 Months
|  | A4612 RR | Battery, cables; replacement for patient-owner ventilator | Day | N | 0.22 | 6 Months/Year
|  | A4613 | Battery, charger; replacement for patient-owner ventilator | Each | N | 140.53 | 1/6 Months
|  | A4613 RR | Battery, charger; replacement for patient-owner ventilator | Day | N | 0.45 | 6 Months/Year
|  | A4638 | Replacement battery, for patient–owned ear pulse generator, each | Each | Y | P-$ IC | 1/6 Months
|  | A4660 | Sphygmomanometer/Bp Apparatus W/Cuff And Stethoscope | Each | N | 27.8 | 1/36 Months
|  | A4670 | Automatic Blood Pressure Monitor | Each | N | 54.29 | 1/36 Months
Z4928 |  | A4927 | Gloves, Non-Sterile, Sm., Med., Lrg. | Per Box of 100 | N | 10.85 | 2 Boxes/Month
Z4927 |  | A4930 | Gloves, Sterile, Sm., Med., Lrg. | Per Pair | N | 0.57 | 50 Pairs/Month
Y9000 |  | A9901 | DME Delivery, set up, and/or dispensing service component of another HCPCS code | Each | Y | 18.15 | I.C.
|  | E1035 | Multi-positional patient transfer system, with intefrated seat, operated by care giver, patient weight capacity up to and including 300 lbs | Each | Y | 6748.56 | 1/60 Months
|  | E0160 | Sitz bath or equipment, portable, used with or without commode | Each | N | 29.1 | 1/12 Months
|  | E0160 RR | Sitz bath or equipment, portable, used with or without commode | Day | N | 0.11 | 3 Months
|  | E0161 | Sitz type bath or equipment, portable, used with or without commode, with faucet attachment's) | Each | N | 27.23 | 1/12 Months
|  | E0161 RR | Sitz type bath or equipment, portable, used with or without commode, with faucet attachment's | Day | N | 0.09 | 3 Months/Year
|  | E0162 | Sitz bath chair | Each | N | 155.74 | 1/12 Months
|  | E0162 RR | Sitz bath chair | Day | N | 0.57 | 3 Months/Year
|  | E0163 | Commode chair, mobile or stationary, with fixed arms | Each | N | 75.28 | 1/36 Months
|  | E0163 RR | Commode chair, mobile or stationary, with fixed arms | Day | N | 0.38 | 3 Months/Year
|  | E0165 | Commode chair, mobile or stationary, with detachable arms | Each | N | 160.02 | 1/36 Months
|  | E0165 RR | Commode chair, mobile or stationary, with detachable arms | Day | N | 0.51 | 3 Months/Year
|  | E0167 | Pail or pan for use with commode chair, replacement only | Each | N | 11.03 | 1/36 Months
|  | E0167 RR | Pail or pan for use with commode chair, replacement only | Day | N | 0.04 | 3 Months/Year
|  | E0168 | Commode chair, extra wide and/or heavy duty, stationary or mobile, with or without arms, any type, each | Each | N | 138.4 | 1/36 Months
|  | E0168 RR | Commode chair, extra wide and/or heavy duty, stationary or mobile, with or without arms, any type, each | Day | N | 0.46 | 3 Months/Year
|  | E0170RR | Commode chair, stationary with pail | Day | N | 5.77 | 3 months/Year
|  | E0175 | Foot rest, for use with commode chair, each | Each | N | 83.29 | 2/36 Months
|  | E0175 RR | Foot rest, for use with commode chair, each | Day | N | 0.28 | 3 Months/Year
|  | E0202 RR | Phototherapy (bilirubin) light with photometer | Day | N | 78.75 | 3 Days
|  | E0235 | Paraffin bath unit, portable | Each | N | 227.77 | 1/2 Months
|  | E0235 RR | Paraffin bath unit, portable | Day | N | 0.72 | 3 Months/Year
|  | E0236 | Pump for water circulating pad | Each | Y | 584.22 | 1/12 Months
|  | E0236 RR | Pump for water circulating pad | Day | Y | 1.85 | 3 Months/Year
|  | E0239 | Hydrocollator unit, portable | Each | Y | 565.65 | 2 Months/Year
|  | E0239 RR | Hydrocollator unit, portable | Day | Y | 1.89 | 3 Months/Year
|  | E0240 | Bath/Shower chair, with or without wheels, any size | Each | N | 323.89 | 1/36 Months
|  | E0244 | Raised Toilet Seat | Each | N | 20.36 | 1/36 Months
|  | E0245 | Tub stool or bench | Each | N | 29.49 | 1/36 Months
|  | E0246 | Transfer tub rail attachment | Each | N | 65.52 | 1/36 Months
|  | E0247 | Transfer bench for tub or toilet with or without commode opening | Each | N | 157.16 | 1/60 Months
|  | E0248 | Transfer bench, heavy duty, for tub or toilet with or without commode opening | Each | N | 158.13 | 1/60 Months
|  | E0249 | Pad for water circulating heat unit | Each | N | 106.46 | 1/Month
|  | E0249 RR | Pad for water circulating heat unit | Day | N | 0.39 | 3 Months/Year
|  | E0602 | Breast pump , manual, any type | Each | N | 37.12 | 1 per year
|  | E0603 | Breast pump, electric (AC and/or DC), any type | Each | Y | 173.47 | 1/36 Months
|  | E0604 | Breast pump, hospital grade, electric (AC and/or DC), any type | Day | Y | 1.29 | 6 months
|  | E0610 | Pacemaker monitor, self contained, checks battery depletion, includes audible and visible check systems | Each | Y | 299.09 | 1/60 Months
|  | E0610 RR | Pacemaker monitor, self contained, checks battery depletion, includes audible and visible check systems | Day | Y | 1.05 | 6 Months/Year
|  | E0621 | Sling or seat, patient lift, canvas or nylon | Each | Y | 90.53 | 1/24 Months
|  | E0621 RR | Sling or seat, patient lift, canvas or nylon | Day | N | 0.3 | 3 Months/Year
|  | E0630 | Patient lift, hydraulic or mechanical, includes any seat, sling, strap (s) or pad(s) | Each | Y | 798.26 | 1/60 Months
|  | E0630 RR | Patient lift, hydraulic or mechanical, includes any seat, sling, strap (s) or pad(s) | Day | N | 2.53 | 3 Months/Year
|  | E0635 | Patient lift, electric with seat or sling | Each | Y | 1333.37 | 1/60 months
|  | E0635 RR | Patient lift, electric with seat or sling | Day | Y | 4.23 | 3 Months/Year
|  | E0637 | Combination sit to stand frame/table system, any size including pediatric, with seat lift feature, with or without wheels | Each | Y | IC | I.C.
|  | E0638 | Standing frame /Table system, One Position (E.G. Upright, Supine or Prone Stander), any Size Including Pediatric, With or Without Wheels | Each | Y | 810.89 | 1/36 Month
|  | E0638 RR | Standing frame /Table system, One Position (E.G. Upright, Supine or Prone Stander), any Size Including Pediatric, With or Without Wheels | Day | N | 2.61 | 3 Months/Year
|  | E0641 | Standing Frame/Table System, Multi-Postion (E.G. Three-Way Stander), Any Size Including Pediatric, With or Without Wheels | Each | Y | $IC | 1/60 Months
|  | E0641 RR | Standing Frame/Table System, Multi-Postion (E.G. Three-Way Stander), Any Size Including Pediatric, With or Without Wheels | Day | N | $IC | 3 Months/Year
|  | E0642 | Standing Frame/Table System, Mobile (Dynamic Stander), Any Size Including Pediatric | Each | Y | $IC | 1/60 Months
|  | E0642 RR | Standing Frame/Table System, Mobile (Dynamic Stander), Any Size Including Pediatric | Day | N | $IC | 3 Months/Year
|  | E0650 | Pneumatic compressor, nonsegmental home model | Each | Y | 809.04 | 1/36 Months
| Yes | E0650 RR | Pneumatic compressor, nonsegmental home model | Day | N | 3.73 | 3 Months/Year
| Yes | E0651 | Pneumatic compressor, segmental home model without calibrated gradient pressure | Each | Y | 981.64 | 1/36 Months
| Yes | E0651 RR | Pneumatic compressor, segmental home model without calibrated gradient pressure | Day | N | 3.65 | 6 Months/Year
| Yes | E0652 | Pneumatic compressor, segmental home model with calibrated gradient pressure | Each | Y | 5666.48 | 1/36 Months
| Yes | E0652 RR | Pneumatic compressor, segmental home model with calibrated gradient pressure | Day | N | 18.67 | 6 Months/Year
| Yes | E0655 | Nonsegmetal Pneumatic appliance for use with pneumatic compressor, half arm | Each | Y | 135.72 | 1/36 Months
| Yes | E0655 RR | Nonsegmetal Pneumatic appliance for use with pneumatic compressor, half arm | Day | N | 0.53 | 6 Months
| Yes | E0656 | Segmnetal pneumatic appliance for use with pneumatic compressor, trunk | Each | Y | 763.01 | 1/36 Months
| Yes | E0656 RR | Segmnetal pneumatic appliance for use with pneumatic compressor, trunk | Day | N | 2.42 | 6M/Year
| Yes | E0657 | Segmental pneumatic appliance for use with pneumatic compressor, chest | Each | Y | 716.81 | 1/36 Months
| Yes | E0657 RR | Segmental pneumatic appliance for use with pneumatic compressor, chest | Day | N | 2.28 | 6M/Year
| Yes | E0660 | Nonsegmental pneumatic appliance for use with pneumatic compressor, full leg | Each | Y | 170.75 | 1/36 Months
| Yes | E0660 RR | Nonsegmental pneumatic appliance for use with pneumatic compressor, full leg | Day | N | 0.7 | 6 Months/Year
| Yes | E0665 | Nonsegmental pneumatic appliance for use with pneumatic compressor, full arm | Each | Y | 148.24 | 1/36 Months
| Yes | E0665 RR | Nonsegmental pneumatic appliance for use with pneumatic compressor, full arm | Day | N | 0.59 | 3 Months/Year
| Yes | E0666 | Nonsegmetal Pneumatic appliance for use with pneumatic compressor, half leg | Each | Y | 147.6 | 1/36 Months
| Yes | E0666 RR | Nonsegmetal Pneumatic appliance for use with pneumatic compressor, half leg | Day | N | 0.54 | 6M/Year
| Yes | E0667 | Segmental pneumatic appliance for use with pneumatic compressor, full leg | Each | Y | 346.06 | 1/36 Months
| Yes | E0667 RR | Segmental pneumatic appliance for use with pneumatic compressor, full leg | Day | N | 1.3 | 6 Months/Year
| Yes | E0668 | Segmental pneumatic appliance for use with pneumatic compressor, full arm | Each | Y | 472.3 | 1/36 Months
| Yes | E0668 RR | Segmental pneumatic appliance for use with pneumatic compressor, full arm | Day | N | 1.55 | 6 Months/Year
| Yes | E0669 | Segmental pneumatic appliance, half leg | Each | Y | 218.85 | 1/36 Months
| Yes | E0669 RR | Segmental pneumatic appliance, half leg | Day | N | 0.73 | 6 Months/Year
|  | E0670 | Segmental pneumatic appliance for use with pneumatic compressor, integrated, 2 full legs and trunk | Each | Y | 1343.6 | 1/36 Months
|  | E0670 RR | Segmental pneumatic appliance for use with pneumatic compressor, integrated, 2 full legs and trunk | Day | Y | 4.79 | 6 Months/Year
| Yes | E0671 | Segmental gradient pressure pneumatic appliance, full leg | Each | Y | 522.3 | 1/36 Months
| Yes | E0671 RR | Segmental gradient pressure pneumatic appliance, full leg | Day | N | 1.74 | 6 Months/Year
| Yes | E0672 | Segmental gradient pressure pneumatic appliance, full arm | Each | Y | 405.81 | 1/36 Months
| Yes | E0672 RR | Segmental gradient pressure pneumatic appliance, full arm | Day | N | 1.35 | 6 Months/Year
| Yes | E0673 | Segmental gradient pressure pneumatic appliance, half leg | Each | Y | 337.2 | 1/36 Months
| Yes | E0673 RR | Segmental gradient pressure pneumatic appliance, half leg | Day | N | 1.12 | 6 Months/Year
| Yes | E0675RR | Pneumatic compression device, high pressure, rapid inflation/deflation cycle | Day | Y | 16.12 | 6 Months/Year
|  | E0676 | Intermittent limb compression device (includes all accessories), not otherwise specified | Each | Y | P-$ IC | 1/36 Months
|  | E0676 RR | Intermittent limb compression device (includes all accessories), not otherwise specified | Day | Y | P-$ IC | 6 Months/Year
|  | E0677 | Non-Pneumatic sequential compression garment, trunk | Each | Y | 763.01 | 1/36 Months
|  | E0677 RR | Non-Pneumatic sequential compression garment, trunk | Day | Y | 2.42 | 6 Months/Year
|  | E0705 | Transfer device, any type, each | Each | Y | 69.34 | 1/36 Months
|  | E0705 RR | Transfer device | Day | N | 0.17 | 6 Months/Year
|  | E0766 RR | Electrical stimulation device used for cancer treatment, includes all accessories, any type | Day | Y | 481.9 | IC
|  | E0935 RR | Passive motion exercise device | Day | N | 28.6 | 14 Days
|  | E0936 RR | Continuous passive motion exercise device for use other than knee | Day | Y | P-$ IC | 14 Days
|  | E0968 | Commode seat, wheelchair | Each | N | 231.13 | 1/60 Months
|  | E0968 RR | Commode seat, wheelchair | Day | N | 0.75 | 3 Months/Year
|  | E1036 | Multipositional patient transfer system, extra-wide, with intefrated seat, operated by caregiver, patient weight capacity greater than 300 lbs | Each | Y | 9606.82 | 1/60 months
|  | E1036 RR | Multipositional patient transfer system, extra-wide, with intefrated seat, operated by caregiver, patient weight capacity greater than 300 lbs | Day | Y | 30.5 | 6 Months/ year
|  | E1800 RR | Dynamic adjustable elbow extension and flexion device, includes soft interface material | Day | Y | 5.13 | 14 days
|  | E1801 RR | Static progressive stretch/patient actualized serial stretch elbow device, extension and or flexion, with or without range of motion adjustment, includes all components and accessories | Day | Y | 5.11 | 14 days
|  | E1802 RR | Dynamic adjustable forearm pronation/supination device, includes soft interface | Day | Y | 13.7 | 14 Days
|  | E1803 RR | Dynamic Adjustable elbow etension only device, includes soft interface material | Day | Y | 5.13 | 14 days
|  | E1804 RR | Dynamic adjustable elbow flexion only device, includes soft interface material | Day | Y | 5.13 | 14 Days
|  | E1805 RR | Dynamic adjustable wrist extension and flexion device, includes soft interface material | Day | Y | 5.3 | 14 days
|  | E1806 RR | Static progressive stretch wrist device, flexion and or extension, with or without range of motion adjustment, includes all components and accessories | Day | Y | 4.19 | 14 days
|  | E1807 RR | Dynamic adjustable wrist extension only device, includes soft interface material | Day | Y | 5.3 | 14 Days
|  | E1808 RR | Dynamic adjustable wrist flexion only device, includes soft interface material | Day | Y | 5.3 | 14 Days
|  | E1810 RR | Dynamic adjustable knee extension and flexion device, includes soft interface material | Day | Y | 5.22 | 14 days
|  | E1811RR | Static progressive stretch/patient actualized serial stretch knee device, extension and or flexion, with or without range of motion ajustment, includes all components and accessories | Day | Y | 5.31 | 14 days
|  | E 1812 RR | Dynamic knee, extension/flexion device with active resistance control | Day | Y | 3.6 | 14 Days
|  | E1813 RR | Dynamic adjustable knee extension only device, includes soft interface material | Day | Y | 5.22 | 14 Days
|  | E1814 RR | Device adjustable knee flexion only device, includes soft interface material | Day | Y | 5.22 | 14 Days
|  | E1815 RR | Dynamic adjustable ankle extension and flexion device, includes soft interface material | Day | Y | 5.3 | 14 days
|  | E1816 RR | Static progressive stretch/patient actualized serial stretch ankle device, flexion and or extension, with or with out range of motion adjustment, includes all components and accessories | Day | Y | 5.39 | 14 days
|  | E1818 RR | Static progressive stretch forearm pronation/supination device, with or without range of motion adjustment, includes all components and accessories | Day | Y | 5.51 | 14 days
|  | E1820 | Replacement soft interface material, dynamic adjustable extension/flexion | Each | Y | 96.98 | 3/year
|  | E1821 | Replacement soft interface material/cuffs for bi-directional static progressive stretch | Each | Y | 132.34 | 3/year
|  | E1822 RR | Dynamic adjustable ankle extension ony device, includes soft interface material | Each | Y | 5.3 | 14 Days
|  | E1823 RR | Dynamic adjustable ankle flexion only device, includes soft interface material | Each | Y | 5.3 | 14 Days
|  | E1825 RR | Dynamic adjustable finger extension and flexion device, includes soft interface material | Day | Y | 5.3 | 14 days
|  | E1826 RR | Dynamic adjustable finger extension only device, includes soft interface material | Day | Y | 5.3 | 14 Days
|  | E1827 RR | Dynamic adjustable finger flexion only device, includes soft interface material | Day | Y | 5.3 | 14 Days
|  | E1828 RR | Dynamic adjustable toe extension only device, includes soft interface material | Day | Y | 5.3 | 14 Days
|  | E1829 RR | Dynamic adjustable toe flexion only device, includes soft interface material | Day | Y | 5.3 | 14 Days
|  | E1830 RR | Dynamic adjustable toe extension and flexion device, includes soft interface material | Day | Y | 5.3 | 14 Days
|  | E1831 RR | Static progressive stretch toe device,, extension and/or flexion, with or without, range of motion adjustment, includes all components and accessories | Day | Y | 2.66 | 14 Days
|  | E1840 RR | Dynamic shoulder flexion/abduction/rotation device, includes soft interface material | Day | Y | 15.62 | 14 Days
|  | E1841 RR | Static progressive stretch/patient actualized serial stretch forearm pronation/supination device, with or without range of motion adjustment, includes all components and accessories | Day | Y | 18.99 | 14 days
|  | E1399 | DME Not Otherwise Classified | Each | Y | P-$ IC | I.C.
Z4157 |  | E1399 | Inflatable Bath With Pump | Each | Y | 262.15 | 1/60 Months
Z4350 |  | E1399 | Miscellaneous Parts: Repair, Recipient Owned Equipment | Each | Y | IC | 1/12 Months
Z4152 |  | E1399 | Pediatric Toilet Training Chair With Hip Strap & Pair of Support Blocks | Each | Y | 336.92 | 1/36 Months
Z4178 |  | E1399 | Positioning Device; Any Size; Any Type | Each | Y | P-$ IC | I.C
|  | K0601 | Replacement battery for external infusion pump owned by patient, silver oxide, 1.5 volt, each | Each | N | 1.38 | 1/6 Months
|  | K0602 | Replacement battery for external infusion pump owned by patient, silver oxide, 3 volt, each | Each | N | 7.78 | 1/6 Months
|  | K0603 | Replacement battery for external infusion pump owned by patient, alkaline, 1.5 volt, each | Each | N | 0.7 | 1/6 Months
|  | K0604 | Replacement battery for external infusion pump owned by patient, lithium 3.6 volt, each | Each | N | 7.5 | 1/6 Months
|  | K0605 | Replacement battery for external infusion pump owned by patient, lithium 4.5 volt, each | Each | N | 17.92 | 1/6 Months
|  | K0606 RR | Automatic external defibrillator, with intergrated electrocardiogram analysis, carmet type | Day | Y | 105.56 | 90 days
|  | K0607 | Replacement battery for automated external defibrillator, garment type only, each | Each | N | 256.62 | 1/6 Months
|  | K0607 RR | Replacement battery for automated external defibrillator, garment type only, each | Day | N | 0.81 | 3 Months/Year
E1340 |  | K0739 | Repair or non routine service for durable medical equipment other than oxygen equipment requiring the skill of a technician, labor component, per 15 minutes | Per 15 mins | N | 14.36 | 14/12 Months
|  | K0740 | Repair or non routine service for oxygen equipment requiring the skill of a technician, labor component, per 15 minutes | Per 15 mins | N | 9 | 14/12 Months
|  | K1021 | Exsufflation belt, includes all supplies and accessories | Each | Y | IC | 1/12 months
Z4283 E1399 |  | T5001 | Positioning seat for persons w/ special orthopedic needs, for use in vehicles (Previously 'Customized Seating System For Use In Vehicle; Special Pediatric/Young Adult') | Each | Y | 396.33 | 1/60 Months
|  | E1399 | Positioning seat for persons with special physical or neurological needs, for use in vehicles | Each | Y | IC | 1/60 Months
|  | E1399 | Portable Ramp (must be portable and removable) | Each | Y | IC | 1/60 Months
|  | E1399 | Portable Threshold Ramp (must be removable and not screwed or nailed in place) | Each | Y | IC | 1/60 Months
|  | L7360 | Six volt battery, each | Each | N | 322.78 | 1/6 Months
|  | L7362 | Battery charger, six volt, each | Each | N | 290.78 | 1/6 Months
|  | L7364 | Twelve volt battery, each | Each | N | 537.48 | 1/6 Months
|  | L7366 | Battery charger, twelve volt, each | Each | N | 724.12 | 1/6 Months
|  | L7367 | Lithium ion, battery replacement | Each | N | 412.86 | 1/6 Months
Changes
Changes marked in bold are effective 1/1/2025 Face to Face Column added 7/1/17

## Orthotics
MEDICAID DURABLE MEDICAL EQUIPMENT (DME) AND SUPPLIES LISTING The following listing, based upon the Healthcare Common Procedure Coding System (HCPCS), describes equipment and supplies, coverage limitations, and service authorization (SA) requirements. The DME Listing HCPCS codes must be used for all Medicaid claims, regardless of whether Medicare uses the same HCPCS code for the item. Service authorization by Medicaid is not required when Medicare is the primary payer. Reimbursement for Medicare crossover claims will be made in accordance with established Medicare HCPCS codes and guidelines. When extended utilization or unusual amounts or types of equipment or supplies are required, the provider must request service authorization from the Department of Medical Assistance Services’ (DMAS) service authorization contractor. Instructions regarding service authorization may also be found in Appendix D of this Provider Manual. Items not identified in the listing require service authorization and may be submitted for service authorization under the appropriate miscellaneous HCPCS code. Lack of a specific HCPCS code for the item does not determine coverage. The appropriate miscellaneous code may be used and submitted for preauthorization. Providers must maintain documentation in accordance with the coverage criteria, documentation requirements, and Certificate of Medical Necessity (CMN) requirements as defined in Chapters IV and VI of this Provider Manual, regardless of whether or not service authorization is required. The key below identifies the codes used in the DME Listing. • N = Service authorization is not required up to the established limit • Y = Service authorization is required • P = Purchase • RR = *Rental • IC = Individual Consideration • UCC = Usual and Customary Charge *Medicaid reimbursement for rental items is a daily rate. DMAS will not provide rental reimbursement for days on which the recipient did not use the item. Please reference rental versus purchase guidelines in Chapter IV of this Provider Manual for additional requirements.
MEDICAID DME AND SUPPLIES LISTING
Orthotics UCC = Usual and Customary Charge IC = Individual Consideration
Old HCPCS Code | New HCPCS Code | Description | Billing Unit | SA Type | Fee | Limit
Orthotics
See Durable Medical Equipment and Supplies Manual , Chapter IV, for coverage criteria.
Orthotic Devices - Spinal
Spinal - Cervical
| L0112 | Cranial cervical orthosis, congential torticollis type, with or without soft interface material, adjustable range of motion joint, custom fabricated | Each | Y | 1446.62 | *I.C
| L0113 | Cranial cervical orthosis, torticollis type, with or with out joint, with or without interface material, prefabricated, includes fitting and adjustment | Each | Y | 294.75 | *I.C.
OTS | L0120 | Cervical, flexible, non-adjustable, prefabricated, off-the-shelf (foam collar) | Each | Y | 27.68 | *I.C
| L0130 | Cervical, flexible, thermoplastic collar, molded to patient | Each | Y | 195.71 | *I.C
| L0140 | Cervical, semi-rigid, adjustable (plastic collar) | Each | Y | 64.72 | *I.C
| L0150 | Cervical, semi-rigid, adjustable chin cup (plastic collar with mandibular/occipital piece | Each | Y | 118.72 | *I.C
OTS | L0160 | Cervical, semi-rigid, wire frame occipital/mandibular support, prefabricated, off-the-shelf |  | Y | 155.08 | *I.C
| L0170 | Cervical, collar, molded to patient model | Each | Y | 638.58 | *I.C
OTS | L0172 | Cervical, collar, semi-rigid thermoplastic foam, two-piece, prefabricated, off-the-shelf | Each | Y | 138.46 | *I.C
OTS | L0174 | Cervical, collar, semi-rigid, thermoplastic foam, two piece with thoracic extension | Each | Y | 272 | *I.C
Spinal - Multiple Post Collar
| L0180 | Cervical, multiple post collar, occipital/mandibular supports, adjustable | Each | Y | 377.17 | *I.C
| L0190 | Cervical, multiple post collar, occipital/mandibular supports, adjustable cervical bars (SOMI, Guilford, Taylor types) | Each | Y | 490.49 | *I.C
| L0200 | Cervical, mulitple post collar, occipital/mandibular supports, adjustable cervical bars, and thoracic extension | Each | Y | 511.33 | *I.C
Spinal - Thoracic
| L0220 | Thoracic, rib belt, custom fabricated | Each | Y | 139.64 | *I.C
OTS | L0450 | TLSO, flexible, provides trunk support, upper thoracic region, produces intracavitary pressure to reduce load on the intervertebral disks with rigid stays or panel(s), includes shoulder straps and closures, prefabricated, off-the-shelf | Each | Y | 135.32 | *I.C
| L0452 | TLSO, flexable, provides trunk support, upper thoracic region, produces intracavitary pressure to reduce load on the intervertebral disks with rigid stays or panels, includes shoulder straps and closures, custom fabricated | Each | Y | I.C. | *I.C
OTS | L0454 | TLSO flexible, provides trunk support, extends from sacrococcygeal junction to above t-9 vertebra, restricts gross trunk motion in the sagittal plane, produces intracavitary pressure to reduce load on the intervertebral disks with rigid stays or panel(s), includes shoulder straps and closures, prefabricated item that has been trimmed, bent, molded, assembled, or otherwise customized to fit a specific patient by an individual with expertise | Each | Y | 358.46 | *I.C
| L0455 | TLSO, flexible, provides trunk support, extends from sacrococcygeal junction to above t-9 vertebra, restricts gross trunk motion in the sagittal plane, produces intracavitary pressure to reduce load on the intervertebral disks with rigid stays or panel(s), includes shoulder straps and closures, prefabricated, off-the-shelf | Each | Y | 259.23 | *I.C
OTS | L0456 | Tlso, flexible, provides trunk support, thoracic region, rigid posterior panel and soft anterior apron, extends from the sacrococcygeal junction and terminates just inferior to the scapular spine, restricts gross trunk motion in the sagittal plane, produces intracavitary pressure to reduce load on the intervertebral disks, includes straps and closures, prefabricated item that has been trimmed, bent, molded, assembled, or otherwise customized to fit a specific patient by an individual with expertise | Each | Y | 1027.97 | *I.C
| L0457 | TLSO, flexible, provides trunk support, thoracic region, rigid posterior panel and soft anterior apron, extends from the sacrococcygeal junction and terminates just inferior to the scapular spine, restricts gross trunk motion in the sagittal plane, produces intracavitary pressure to reduce load on the intervertebral disks, includes straps and closures, prefabricated, off-the-shelf | Each | Y | 743.39 | *I.C
| L0458 | TLSO, triplanar control, modular segmented spinal system, two rigid plastic shells, posterior extends from the sacrococcygeal juntion and terminates just inferior to the scapular spine, anterior extends from the symphysis pubis to the xiphoid, soft liner, restricts gross trunk motion in the sagittal, coronal and transverse planes, lateral strngth is provided by over lapping plastic and stablizing closures, includes straps and closures, prefabricated, includes fitting and adjustment | Each | Y | 921.77 | *I.C
OTS | L0460 | TLSO, triplanar control, modular segmented spinal system, two rigid plastic shells, posterior extends from the sacrococcygeal junction and terminates just inferior to the scapular spine, anterior extends from the symphysis pubis to the sternal notch, soft liner, restricts gross trunk motion in the sagittal, coronal, and transverse planes, lateral strength is provided by overlapping plastic and stabilizing closures, includes straps and closures, prefabricated item that has been trimmed, bent, molded, assembled, or otherwise customized to fit a specific patient by an individual with expertise | Each | Y | 1037.52 | *I.C
| L0462 | TLSO, triplanar control, modular segmented spinal system, three rigid plastic shells, posterior extends from the sacrococcygeal junction and terminates just inferior to the scapular spine, anterior extends from the sysmphysis pubis to the sternal notch, soft liner, restricts gross trunk motion in the sagittal, coronal, and transverse planes, lateral strength is provided by overlapping plase and stabilizing closures, includes straps and closures, prefabricated, includes fitting and adjustment. | Each | Y | 1290.52 | *I.C
| L0464 | TLSO, triplanar control, modular segmented spinal system, four rigid plastic shells, prosterior extends from sacroccygeal junction and terminates just inferior ro scapular spine, anterior extends from symphysis pubis to the sternal notch, soft liner, restricts gross motor in sagittal, coronal, and tranverse planes, latral strength is provided by overlapping plastic and stabilizing closures, includes straps and closures, prefacticated, includes fitting and adjustment | Each | Y | 1536.34 | *I.C
OTS | L0466 | TLSO, sagittal control, rigid posterior frame and flexible soft anterior apron with straps, closures and padding, restricts gross trunk motion in sagittal plane, produces intracavitary pressure to reduce load on intervertebral disks, prefabricated item that has been trimmed, bent, molded, assembled, or otherwise customized to fit a specific patient by an individual with expertise | Each | Y | 373.41 | *I.C
| L0467 | TLSO, sagittal control, rigid posterior frame and flexible soft anterior apron with straps, closures and padding, restricts gross trunk motion in sagittal plane, produces intracavitary pressure to reduce load on intervertebral disks, prefabricated, off-the-shelf | Each | Y | 283.76 | I.C
OTS | L0468 | TLSO, sagittal-coronal control, rigid posterial frame and flexivle soft anterior apron with straps, closures and padding, extends from sacrococcygeal junction over scapulae, lateral strength provided by pelvic, thoracic and lateral frame pieces, restricts gross trunk motion in sagittal and coronal, produces intracavitary pressure to reduce load on intervertebral disks, includes fitting and shaping the frame, prefabricated, includes fitting and adjustment | Each | Y | 494.71 | *I.C
| L0469 | TLSO, sagittal-coronal control, rigid posterior frame and flexible soft anterior apron with straps, closures and padding, extends from sacrococcygeal junction over scapulae, lateral strength provided by pelvic, thoracic, and lateral frame pieces, restricts gross trunk motion in sagittal and coronal planes, produces intracavitary pressure to reduce load on intervertebral disks, prefabricated, off-the-shelf | Each | Y | 366.17 | *I.C
| L0470 | TLSO, triplanar control, rigid posterior frame and flexible soft anterior apron with straps, closures and padding, extends from sacrococcygeal junction to scapula, lateral strngth provided by pelvic, thoracic, and lateral frame pieces, rotational strength provided by subclavicular extensions, restricts gross trunk motion in sagittal, coronal and transverse, produces intracavitary pressure to reduce load on the intervertebral disks, includes fitting and shaping the frame, prefabricated, includes fitting and adjustment | Each | Y | 631.28 | *I.C
| L0472 | TLSO, triplanar control, hyperextension, rigid anterior and lateral frame extends from symphysis pubis to sternal notch with two anterior components (one pubic and one sternal), posterior and lateral pads with straps and closures, limits spinal flexion, restricts gross trunk motion in sagittal, coronal, and transverse planes, includes fitting and shaping the frame, prefabricated, includes fitting and adjustment | Each | Y | 400.37 | *I.C
| L0480 | TLSO, triplanar control, one piece rigid plastic shell without interface liner, with multiple straps and closures, posterior extends from sacrococcygeal junction and terminates just inferior to scapular spine, anterior extends from symphysis pubis to sternal notch, anterior or posterior opening, restricts gross tunk motion in sagittal, coronal, and transverse plances, includes a carved plaster or CAD-CAM model, custom fabricated | Each | Y | 1409.93 | *I.C
| L0482 | TLSO, triplanar control, one piece rigid plastic shell with interface liner, with multiple straps and closures, posterior extends from sacrococcygeal junction and terminates just inferior to scapular spine, anterior extends from symphysis pubis to sternal notch, anterior or posterior opening, restricts gross trunk motion in sagittal, coronal, and transverse planes, includes a carved plaster or CAD-CAM model, custom fabricated | Each | Y | 1637.69 | *I.C
| L0484 | TLSO, triplanar control, two piece rigid plastic shell without interface liner, with multiple straps and closures, posterior extends from sacrococcygeal junction and terminates just inferior to scapular spine, anterior extends from symphysis pubis to sternal notch, lateral strngth is enhanced by overlapping plastic, restricts gross trunk motion in the sagittal, coronal, and tranverse planes, includes a carved plaster or CAD-CAM model custom fabricated | Each | Y | 1759.65 | *I.C
| L0486 | TLSO, Triplanar control, two piece rigid plastic shell with interface liner, with multiple straps and closures, posterior extends from sacrococcygeal junction and terminates just inferior to scapular spine, anterior extends from symphysis pubis to sternal notch, lateral strength is endhanced by overlapping plastic, restricts gross trunk motion in the sagittal, coronal and transverse planes, includes a carved plaster or CAD-CAM model, custom fabricated | Each | Y | 1866.91 | *I.C
| L0488 | TLSO, triplanar control, one piece rigid plastic shell with interface liner, with multiple straps and closures, posterior extends from sacrococcygeal junction and terminates just inferior to scapular spine, anterior extends from symphysis pubis to sternal notch, anterior or posterior opening, restricts gross trunk motion in sagittal and coronal planes, prefabricated, includes fitting and adjustment | Each | Y | 1037.52 | *I.C
| L0490 | TLSO, sagittal-coronal control, one piece rigid plasitc shell, with overlapping reinforced anterior, with multiple straps and closures, posterior extends from sacrococcygeal junction and terminates at or before the T-9 vertebra, anterior extends from symphysis pubis to xiphoid, anterior opening, restricts gross trunk motion in sagittal and coronal planes, prefabricated, includes fitting and adjustment | Each | Y | 292.39 | *I.C
| L0491 | TLSO, sagittal-coronal control, modular segmented spinal system, two rigid plastic shells, posterior extends from sacrococcygeal junction and terminates just inferior to the scapular spine, anterior extends from the symphysis pubis to the xiphoid, soft liner, restricts gross trunk motion in the sagittal and coronal planes, lateral strength is provided by overlapping plastic and stabilizing closures, includes straps and closures, prefabricated, includings fitting and adjustment | Each | Y | 793.79 | *I.C
| L0492 | TLSO, sagittal-coronal control, modular segmented spinal system, three rigid plastic shells, posterior extends from sacrococcygeal junction and terminates just inferior to the scapular spine, anterior extends from the symphysis pubis to the xiphoid, soft liner, restricts gross trunk motion in the sagittal and coronal planes, lateral strength is provided by overlapping plastic and stabilizing closures, includes straps and closures, prefabricated, includes fitting and adjustment | Each | Y | 522.05 | *I.C
Cervical-Thoracic-Lumbar-Sacral Orthosis (CTLSO)
OTS | L0621 | Sacroiliac orthosis, flexible, provides pelvic-sacral support, reduces motion about the sacroiliac joint, includes straps, closures, may include pendulous abdomen design, prefabricated, off-the-shelf | Each | Y | 71.06 | *I.C
| L0622 | Sacroiliac orthosis, flexible, provides pelvic-sacral support, reduces motion about the sacroiliac joint, includes straps, closures, may include pendulous abdomen design, custom fabricated | Each | Y | 299.05 | *I.C
OTS | L0623 | Sacroiliac orthosis, provides pelvic-sacral support, with rigid or semi-rigid panels over the sacrum and abdomen, reduces motion about the sacroiliac joint, includes straps, closures, may include pendulous abdomen design, prefabricated, off-the-shelf | Each | Y | 132.07 | *I.C
| L0624 | Sacroiliac orthosis, provides pelvic-sacral support, with rigid or semi-rigid panels placed over sacrum and abdomen, reduces motion about the sacroiliac joint, includes straps, closures, may include pendulous abdomen design, custom fabricated | Each | Y | P-$IC | *I.C
OTS | L0625 | Lumbar orthosis, flexible, provides lumbar support, posterior extends from l-1 to below l-5 vertebra, produces intracavitary pressure to reduce load on the intervertebral discs, includes straps, closures, may include pendulous abdomen design, shoulder straps, stays, prefabricated, off-the-shelf | Each | Y | 41.18 | *I.C
OTS | L0626 | Lumbar orthosis, sagittal control, with rigid posterior panel(s), posterior extends from l-1 to below l-5 vertebra, produces intracavitary pressure to reduce load on the intervertebral discs, includes straps, closures, may include padding, stays, shoulder straps, pendulous abdomen design, prefabricated item that has been trimmed, bent, molded, assembled, or otherwise customized to fit a specific patient by an individual with expertise | Each | Y | 80.55 | *I.C
OTS | L0627 | Lumbar orthosis, sagittal control, with rigid anterior and posterior panels, posterior extends from l-1 to below l-5 vertebra, produces intracavitary pressure to reduce load on the intervertebral discs, includes straps, closures, may include padding, shoulder straps, pendulous abdomen design, prefabricated item that has been trimmed, bent, molded, assembled, or otherwise customized to fit a specific patient by an individual with expertise | Each | Y | 424.87 | *I.C
OTS | L0628 | Lumbar-sacral orthosis, flexible, provides lumbo-sacral support, posterior extends from sacrococcygeal junction to t-9 vertebra, produces intracavitary pressure to reduce load on the intervertebral discs, includes straps, closures, may include stays, shoulder straps, pendulous abdomen design, prefabricated, off-the-shelf | Each | Y | 62.71 | *I.C
| L0629 | Lumbar-sacral orthosis, flexible, provides lumbo-sacral support, posterior extends from sacrococcygeal junction to T-9 vertebra, produces intracavitary pressure to reduce load on intervertebral discs, includes straps, closures, may include stays, shoulder straps, pendulous abdomen design, custom fabricated | Each | Y | P-$IC | *I.C
OTS | L0630 | Lumbar-sacral orthosis, sagittal control, with rigid posterior panel(s), posterior extends from sacrococcygeal junction to t-9 vertebra, produces intracavitary pressure to reduce load on the intervertebral discs, includes straps, closures, may include padding, stays, shoulder straps, pendulous abdomen design, prefabricated item that has been trimmed, bent, molded, assembled, or otherwise customized to fit a specific patient by an individual with expertise | Each | Y | 167.39 | *I.C
OTS | L0631 | Lumbar-sacral orthosis, sagittal control, with rigid anterior and posterior panels, posterior extends from sacrococcygeal junction to t-9 vertebra, produces intracavitary pressure to reduce load on the intervertebral discs, includes straps, closures, may include padding, shoulder straps, pendulous abdomen design, prefabricated item that has been trimmed, bent, molded, assembled, or otherwise customized to fit a specific patient by an individual with expertise | Each | Y | 1061.06 | *I.C
| L0632 | LSO, sagittal control, with rigid anterior and posterior panels, posterior extends from sacrococcygeal junction to T-9 vertebra, produces intracavitary pressure to reduce load on the intervertebral discs, includes straps, pendulous abdomen design, custom fabricated | Each | Y | P-$IC | *I.C
OTS | L0633 | Lumbar-sacral orthosis, sagittal-coronal control, with rigid posterior frame/panel(s), posterior extends from sacrococcygeal junction to t-9 vertebra, lateral strength provided by rigid lateral frame/panels, produces intracavitary pressure to reduce load on intervertebral discs, includes straps, closures, may include padding, stays, shoulder straps, pendulous abdomen design, prefabricated item that has been trimmed, bent, molded, assembled, or otherwise customized to fit a specific patient by an individual with expertise | Each | Y | 296.4 | *I.C
| L0634 | LSO, sagittal-coronal control, with rigid posterior frame/panel(s), posterior extends from the sacrococcygeal junction to T-9 vertebra, lateral strength provided by rigid lateral frame/panels, produces intracavitary pressure to reduce load on intervertebral discs, includes straps, closures, may include padding, stays, shoulder straps, pendulous abdomen design, custom fabricated | Each | Y | P-$IC | *I.C
| L0635 | LSO, sagittal-coronal control, lumbar flexion, rigid posterior frame/panel(s), lateral articulating design to flex the lumbar spine, posterior extends from sacrococcygeal junction to T-9 vertebra, lateral strength provided by rigid lateral frame/panels, produces intracavitary pressure to reduce load on intervertebral discs, includes straps, closures, may include padding, anterior panel pendulous abdomen design, prefabricated, includes fitting and adjustment | Each | Y | 947.78 | *I.C
| L0636 | LSO, sagittal-coronal control, lumbar flexion, rigid posterior frame/panel(s), lateral articulating design to flex the lumbar spine, posterior extends from sacrococcygeal junction to T-9 vertebra, lateral strength provided by rigid lateral frame/panels, produces intracavitary pressure to reduce load on intervertebral discs, includes straps, closures, may include padding, anterior panel pendulous abdomen design, custom fabricated | Each | Y | 1403.07 | *I.C
OTS | L0637 | Lumbar-sacral orthosis, sagittal-coronal control, with rigid anterior and posterior frame/panels, posterior extends from sacrococcygeal junction to t-9 vertebra, lateral strength provided by rigid lateral frame/panels, produces intracavitary pressure to reduce load on intervertebral discs, includes straps, closures, may include padding, shoulder straps, pendulous abdomen design, prefabricated item that has been trimmed, bent, molded, assembled, or otherwise customized to fit a specific patient by an individual with expertise | Each | Y | 1110.35 | *I.C
| L0638 | LSO, sagittal-coronal control, with rigid anterior and posterior frame/panels, posterior extends from sacrococcygeal junction to T-9 vertebra, lateral strength provided by rigid lateral frame/panels, produces intracavitary pressure to reduce load on intervertebral discs, includes straps, closures, may include padding, shoulder straps, pendulous abdomen design, custom fabricated | Each | Y | 1363.19 | *I.C
OTS | L0639 | Lumbar-sacral orthosis, sagittal-coronal control, rigid shell(s)/panel(s), posterior extends from sacrococcygeal junction to t-9 vertebra, anterior extends from symphysis pubis to xyphoid, produces intracavitary pressure to reduce load on the intervertebral discs, overall strength is provided by overlapping rigid material and stabilizing closures, includes straps, closures, may include soft interface, pendulous abdomen design, prefabricated item that has been trimmed, bent, molded, assembled, or otherwise customized to fit a specific patient by an individual with expertise | Each | Y | 1110.35 | *I.C
| L0640 | LSO, safittal-coronal control, rigid shell(s)/panel(s), posterior extends from sacrococcygeal junction to T-9 vertebra, anterior extends from symphysis pubis to xyphoid, produces intracavitary pressure to reduce load on the intervertebral discs, overall strength is provided by overlapping rigid material and stabilizing closures, includes straps, closures, may include soft interface, pendulous abdomen design, prefabricated, includes fitting and adjustment | Each | Y | 1081.57 | *I.C
| L0641 | Lumbar orthosis, sagittal control, with rigid posterior panel(s), posterior extends from l-1 to below l-5 vertebra, produces intracavitary pressure to reduce load on the intervertebral discs, includes straps, closures, may include padding, stays, shoulder straps, pendulous abdomen design, prefabricated, off-the-shelf | Each | Y | 58.27 | *I.C
| L0642 | Lumbar orthosis, sagittal control, with rigid anterior and posterior panels, posterior extends from l-1 to below l-5 vertebra, produces intracavitary pressure to reduce load on the intervertebral discs, includes straps, closures, may include padding, shoulder straps, pendulous abdomen design, prefabricated, off-the-shelf | Each | Y | 307.3 | *I.C
| L0643 | Lumbar-sacral orthosis, sagittal control, with rigid posterior panel(s), posterior extends from sacrococcygeal junction to t-9 vertebra, produces intracavitary pressure to reduce load on the intervertebral discs, includes straps, closures, may include padding, stays, shoulder straps, pendulous abdomen design, prefabricated, off-the-shelf | Each | Y | 121.07 | *I.C
| L0648 | Lumbar-sacral orthosis, sagittal control, with rigid anterior and posterior panels, posterior extends from sacrococcygeal junction to t-9 vertebra, produces intracavitary pressure to reduce load on the intervertebral discs, includes straps, closures, may include padding, shoulder straps, pendulous abdomen design, prefabricated, off-the-shelf | Each | Y | 767.43 | *I.C
| L0649 | Lumbar-sacral orthosis, sagittal-coronal control, with rigid posterior frame/panel(s), posterior extends from sacrococcygeal junction to t-9 vertebra, lateral strength provided by rigid lateral frame/panels, produces intracavitary pressure to reduce load on intervertebral discs, includes straps, closures, may include padding, stays, shoulder straps, pendulous abdomen design, prefabricated, off-the-shelf | Each | Y | 214.37 | *I.C
| L0650 | Lumbar-sacral orthosis, sagittal-coronal control, with rigid anterior and posterior frame/panel(s), posterior extends from sacrococcygeal junction to t-9 vertebra, lateral strength provided by rigid lateral frame/panel(s), produces intracavitary pressure to reduce load on intervertebral discs, includes straps, closures, may include padding, shoulder straps, pendulous abdomen design, prefabricated, off-the-shelf | Each | Y | 859.37 | *I.C
| L0651 | Lumbar-sacral orthosis, sagittal-coronal control, rigid shell(s)/panel(s), posterior extends from sacrococcygeal junction to t-9 vertebra, anterior extends from symphysis pubis to xyphoid, produces intracavitary pressure to reduce load on the intervertebral discs, overall strength is provided by overlapping rigid material and stabilizing closures, includes straps, closures, may include soft interface, pendulous abdomen design, prefabricated, off-the-shelf | Each | Y | 859.37 | *I.C
Anterior-Posterior-Lateral Control
| L0700 | CTLSO, anterior-posterior-lateral control, molded to patient model (Minerva type) | Each | Y | 2024.19 | *I.C
| L0710 | CTLSO, anterior-posterior-lateral control, molded to patient model, with interface material (Minerva type) | Each | Y | 2067.97 | *I.C
| L0720 | Cervical-Thoracic-Lumbar-Sacral-Orthoses (CTLSO), anterior-posterior-lateral-control, prefabricated item that has been trimmed, bent, molded, assembled, or otherwise customized to fit a specific patient by an individual with expertise | Each | Y | 2177.15 | IC
Halo Procedure
| L0810 | Halo procedure, cervical halo incorporated into jacket vest | Each | Y | 2586.25 | *I.C
| L0820 | Halo procedure, cervical halo incorporated into plaster body jacket | Each | Y | 2321.33 | *I.C
| L0830 | Halo procedure, cervical halo incorporated into Milwaukee type orthosis | Each | Y | 3271.44 | *I.C
| L0859 | Addition to halo procedure, magnetic resonance image compatible system, rings and pins, any material | Each | Y | 1363.35 | *I.C
| L0861 | Addition to halo procedure, replacement liner/interface material | Each | Y | 222.77 | *I.C
Additions to Spinal Orthosis
| L0970 | TLSO, corset front | Each | Y | 133.15 | *I.C
| L0972 | LSO, corset front | Each | Y | 119.59 | *I.C
| L0974 | TLSO, full corset | Each | Y | 173.09 | *I.C
| L0976 | LSO, full corset | Each | Y | 158.33 | *I.C
| L0978 | Axillary crutch extension | Each | Y | 208.98 | *I.C
OTS | L0980 | Peroneal straps, prefabricated, off-the-shelf, pair | Pair | Y | 22.81 | *I.C
OTS | L0982 | Stocking supporter grips, prefabricated, off-the-shelf, set of four (4) | Set of 4 | Y | 16.13 | *I.C
OTS | L0984 | Protective body sock, prefabricated, off-the-shelf, each | Each | Y | 66.93 | *I.C
| L0999 | Addition to spinal orthosis, NOS (Providers need to determine if an alternative HCPCS code better describes the service being reported or that is not already included in the main code. This code should only be used if a more specific code is unavailable) | Each | Y | $IC | *I.C
Orthotic Devices - Scoliosis Procedures
| L1000 | CTLSO (Milwaukee), inclusive of furnishing initial orthosis, including model | Each | Y | 2030.87 | *I.C
| L1001 | Cervical thoracic lumbar sacral orthosis, immobilizer, infant size, prefabricated, includes fitting and adjustment | Each | Y | P-$IC | *I.C
| L1005 | Tension based scoliosis orthosis and accessory pads, includes fitting and adjustment | Each | Y | 3308.13 | *I.C
| L1006 | Scoliosis orthosis, sagittal-coronal control provided by a rigid lateral frame, extends from axilla to trochanter, includes all accessory pads, straps and interface, prefabriacated item that has been trimmed, bent, molded, assembled, or otherwise customized to fit a specific patient by an individual with expertise | Each | Y | 1155.08 | *I.C
| L1010 | Addition to CTLSO or scoliosis orthosis, axilla sling | Each | Y | 66.46 | *I.C
| L1020 | Addition to CTLSO or scoliosis orthosis, kyphosis pad | Each | Y | 85.59 | *I.C
| L1025 | Addition to CTLSO or scoliosis orthosis, kyphosis pad, floating | Each | Y | 163.37 | *I.C
| L1030 | Addition to CTLSO or scoliosis orthosis, lumbar bolster pad | Each | Y | 62.99 | *I.C
| L1040 | Addition to CTLSO or scoliosis orthosis, lumbar or lumbar rib pad | Each | Y | 82.44 | *I.C
| L1050 | Addition to CTLSO or scoliosis orthosis, sternal pad | Each | Y | 99.37 | *I.C
| L1060 | Addition to CTLSO or scoliosis orthosis, thoracic pad | Each | Y | 119.19 | *I.C
| L1070 | Addition to CTLSO or scoliosis orthosis, trapezius sling | Each | Y | 116.38 | *I.C
| L1080 | Addition to CTLSO or scoliosis orthosis, outrigger | Each | Y | 65.45 | *I.C
| L1085 | Addition to CTLSO or scoliosis orthosis, outrigger, bilateral with vertical extensions | Each | Y | 177.1 | *I.C
| L1090 | Addition to CTLSO or scoliosis orthosis, lumbar sling | Each | Y | 117.15 | *I.C
| L1100 | Addition to CTLSO or scoliosis orthosis, ring flange, plastic or leather | Each | Y | 187.09 | *I.C
| L1110 | Addition to CTLSO or scoliosis orthosis, ring flange, plastic or leather, molded to patient model | Each | Y | 252.88 | *I.C
| L1120 | Addition to CTLSO or scoliosis orthosis, cover for upright, each | Each | Y | 42.77 | *I.C
Thoracic-Lumbar-Sacral Orthosis (TLSO) (Low Profile)
| L1200 | TLSO, inclusive of furnishing initial orthosis only | Each | Y | 1588.64 | *I.C
| L1210 | Addition to TLSO, (low profile), lateral thoracic extension | Each | Y | 265.3 | *I.C
| L1220 | Addition to TLSO, (low profile), anterior thoracic extension | Each | Y | 253.45 | *I.C
| L1230 | Addition to TLSO, (low profile), Milwaukee type superstructure | Each | Y | 649.65 | *I.C
| L1240 | Addition to TLSO, (low profile), lumbar derotation pad | Each | Y | 87.82 | *I.C
| L1250 | Addition to TLSO, (low profile), anterior asis pad | Each | Y | 87.82 | *I.C
| L1260 | Addition to TLSO, (low profile), anterior thoracic derotation pad | Each | Y | 89.68 | *I.C
| L1270 | Addition to TLSO, (low profile), abdominal pad | Each | Y | 91.09 | *I.C
| L1280 | Addition to TLSO, (low profile), rib gusset (elastic), each | Each | Y | 104.78 | *I.C
| L1290 | Addition to TLSO, (low profile), lateral trochanteric pad | Each | Y | 82.94 | *I.C
Other Scoliosis Procedures
| L1300 | Other scoliosis procedure, body jacket molded to patient model | Each | Y | 1867.6 | *I.C
| L1310 | Other scoliosis procedure, postoperative body jacket | Each | Y | 1918.97 | *I.C
| L1320 | Thoracic, pectus carinatum orthosis, sternal compression, rigid circumferential frame with anterior and posterior rigid pad, custom fabricated | Each | Y | IC | IC
| L1499 | Spinal orthosis, not otherwise specified (Providers need to determine if an alternative HCPCS code better describes the service being reported or that is not already included in the main code. This code should only be used if a more specific code is unavailable) | Each | Y | IC | *I.C
Othotic Devices - Lower Limb
Hip Orthosis (HO) - Flexible
OTS | L1600 | Hip orthosis, abduction control of hip joints, flexible, frejka type with cover, prefabricated item that has been trimmed, bent, molded, assembled, or otherwise customized to fit a specific patient by an inidividual with expertise | Each | Y | 130.65 | *I.C
OTS | L1610 | Hip orthosis, abduction control of hip joints, flexible, (frejka cover only), prefabricated item that has been trimmed, bent, molded, assembled, or otherwise customized to fit a specific patient by an individual with expertise | Each |  | 57.66 | *I.C
OTS | L1620 | Hip orthosis, abduction control of hip joints, flexible, (pavlik harness), prefabricated item that has been trimmed, bent, molded, assembled, or otherwise customized to fit a specific patient by an individual with expertise | Each | Y | 163.3 | *I.C
| L1630 | HO, abduction control of hip joints, semi-flexible (Von Rosen type), custom fabricated | Each | Y | 171.81 | *I.C
| L1640 | HO, abduction control of hip joints, static, pelvic band or spreader bar, thigh cuffs, custom fabricated | Each | Y | 523 | *I.C
| L1650 | HO, abduction control of hips joints, static, adjustable (Ilfed type), prefabricated, includes fitting and adjustment | Each | Y | 264.66 | *I.C
| L1652 | Hip orthosis, bilateral thigh cuffs with adjustable abductor spreader bar, adult size, prefabricated, includes fitting and adjustment, any type | Each | Y | 377.26 | *I.C
| L1653 | Hip orthosis, bilateral thigh cuffs with adjustable abductor spreader bar, adult size, prefabricated, off the shelf | Each | Y | 377.26 | *I.C
| L1660 | HO, abduction control of hip joints, static, plastic, prefabricated, includes fitting and adjustment | Each | Y | 173.52 | *I.C
| L1680 | HO, abduction control of hip joints, dynamic, pelvic control, adjustable hip motion control, thigh cuffs (Rancho hip action type), custom fabricated | Each | Y | 1235.39 | *I.C
| L1681 | HO, Bilateral hip joints and thigh cuffs, adjustable flexion, extension, abduction control of hip joint, postoperative hip abduction type, prefabricated item that has been trimmed, bent , molded assembled, or otherwise customized to fit a specific patient by an individual with expertise | Each | Y | 2328.34 | *I.C
| L1685 | HO, abduction control of hip joint, postoperative hip abduction type, custom fabricated | Each | Y | 1260.78 | *I.C
| L1686 | HO, abduction control of hip joint, postoperative hip abduction type, prefabricated, includes fitting and adjustments | Each | Y | 1164.17 | *I.C
| L1690 | Combination, bilateral, lumbo-sacral, hip, femur orthosis providing adduction and internal rotation control, prefabricated, includes fitting and adjustment | Each | Y | 2046.65 | *I.C
Legg Perthes
| L1700 | Legg Perthes orthosis, (Toronto type), custom fabricated | Each | Y | 1548.39 | *I.C
| L1710 | Legg Perthes orthosis, (Newington type), custom fabricated | Each | Y | 1812.56 | *I.C
| L1720 | Legg Perthes orthosis, trilateral, (Tachdijan type), custom fabricated | Each | Y | 1336.07 | *I.C
| L1730 | Legg Perthes orthosis, (Scottish Rite type), custom fabricated | Each | Y | 1147.55 | *I.C
| L1755 | Legg Perthes orthosis, (Patten bottom type), custom fabricated | Each | Y | 1821.1 | *I.C
Knee Orthosis (KO)
OTS | L1810 | Knee orthosis, elastic with joints, prefabricated item that has been trimmed, bent, molded, assembled, or otherwise customized to fit a specific patient by an individual with expertise | Each | Y | 99.86 | *I.C
| L1812 | Knee orthosis, elastic with joints, prefabricated, off-the-shelf | Each | Y | 78.45 | *I.C
| L1820 | KO, elastic with condylar pads and joints, with or without patellar control, prefabricated, includes fitting and adjustment | Each | Y | 154.69 | *I.C
OTS | L1830 | Knee orthosis, immobilizer, canvas longitudinal, prefabricated, off-the-shelf | Each | Y | 71.67 | *I.C
| L1831 | KO, locking knee joints(s), positional orthosis, prefabricated, includes fitting and adjustment | Each | Y | 311.51 | *I.C
OTS | L1832 | Knee orthosis, adjustable knee joints (unicentric or polycentric), positional orthosis, rigid support, prefabricated item that has been trimmed, bent, molded, assembled, or otherwise customized to fit a specific patient by an individual with expertise | Each | Y | 717.08 | *I.C
| L1833 | Knee orthosis, adjustable knee joints (unicentric or polycentric), positional orthosis, rigid support, prefabricated, off-the shelf | Each | Y | 525.62 | *I.C
| L1834 | KO, without knee joint, rigid, custom fabricated | Each | Y | 787.08 | *I.C
OTS | L1836 | Knee orthosis, rigid, without joint(s), includes soft interface material, prefabricated, off-the-shelf | Each | Y | 103.28 | *I.C
| L1840 | KO, derotation, medial-lateral, anterior cruciate ligament, custom fabricated | Each | Y | 1048.41 | *I.C
OTS | L1843 | Knee orthosis, single upright, thigh and calf, with adjustable flexion and extension joint (unicentric or polycentric), medial-lateral and rotation control, with or without varus/valgus adjustment, prefabricated item that has been trimmed, bent, molded, assembled, or otherwise customized to fit a specific patient by an individual with expertise | Each | Y | 949.64 | *I.C
| L1844 | KO, single upright, thigh and calf, with adjustable flexion and extension joint (unicentric or polycentric), medial-lateral and rotation control, with or without varus/valgus adjustment, custom fabricated | Each | Y | 1646.04 | *I.C
OTS | L1845 | Knee orthosis, double upright, thigh and calf, with adjustable flexion and extension joint (unicentric or polycentric), medial-lateral and rotation control, with or without varus/valgus adjustment, prefabricated item that has been trimmed, bent, molded, assembled, or otherwise customized to fit a specific patient by an individual with expertise | Each | Y | 985.48 | *I.C
| L1846 | KO, double upright, thigh and calf, with adjustable flexion and extension joint (unicentric aor polycentric), medial-lateral and rotation control, with or without varus/valgus adjustment, prefabricated, custom fabricated | Each | Y | 1208.27 | *I.C
OTS | L1847 | Knee orthosis, double upright with adjustable joint, with inflatable air support chamber(s), prefabricated item that has been trimmed, bent, molded, assembled, or otherwise customized to fit a specific patient by an individual with expertise | Each | Y | 608.75 | *I.C
| L1848 | Knee orthosis, double upright with adjustable joint, with inflatable air support chamber(s), prefabricated, off-the-shelf | Each | Y | 608.75 | *I.C
OTS | L1850 | Knee orthosis, swedish type, prefabricated, off-the-shelf | Each | Y | 233.83 | *I.C
K0901 | L1851 | Knee orthosis (KO), single upright, thigh and calf, with adjustable flexion and extension joint (unicentric or polycentric), medial-lateral and rotation control, with or without varus/valgus adjustment, prefabricated, off-the-shelf | Each | Y | 694.53 | *I.C
K0902 | L1852 | Knee orthosis (KO), double upright, thigh and calf, with adjustable flexion and extension joint (unicentric or polycentric), medial-lateral and rotation control, with or without varus/valgus adjustment, prefabricated, off-the shelf | Each | Y | 681.49 | *I.C
| L1860 | KO, modification of supracondylar prosthetic socket, custom fabricated (SK) | Each | Y | 1088 | *I.C
Ankle-Foot Orthosis (AFO)
| L1900 | AFO, spring wire, dorsiflexion assist calf band, custom fabricated | Each | Y | 273.54 | *I.C
OTS | L1902 | Ankle foot orthosis, ankle gauntlet or similar, with or without joints, prefabricated, off-the-shelf | Each | Y | 94.52 | *I.C
| L1904 | Ankle orthosis, ankle gauntlet or similar, with or without joints, custom fabricated | Each | Y | 568.4 | *I.C
OTS | L1906 | Ankle foot orthosis, multiligamentous ankle support, prefabricated, off-the-shelf | Each | Y | 121.94 | *I.C
| L1907 | Ankle orthosis, supramalleolar with straps, with or without interface/pads, custom fabricated | Each | Y | 595.55 | *I.C
| L1910 | AFO, posterior, single bar, clasp attachment to shoe counter, prefabricated, includes fitting and adjustment | Each | Y | 276.91 | *I.C
| L1920 | AFO, single upright with static or adjustable stop (Phelps or Perlstein type), custom fabricated | Each | Y | 354.47 | *I.C
| L1930 | AFO, plastic or other material, prefabricated, includes fitting and adjustment | Each | Y | 239.86 | *I.C
| L1932 | Ankle foot orthosis, rigid anterior tibial section, total carbon fiber or equal material, prefabricated item that has been trimmed, bent, molded assembled, or otherwise customized to fit a specific patient by an individual with expertise | Each | Y | 944.46 | *I.C
| L1933 | Ankle Foot Orthosis, rigid anterior tibial section, total carbon fiber or equal material, prefabricated, off the shelf | Each | Y | 1049.4 | *I.C
| L1952 | Ankle Foot Orthosis, spiral, (institute of rehabilitative medicine type), plastic or other material, prefabricated, off the shelf | Each | Y | 987.62 | *I.C
| L1940 | AFO, plastic or other material, custom fabricated | Each | Y | 501.44 | *I.C
| L1945 | AFO, molded to patient model, plastic, rigid anterior tibial section (floor reaction), custom fabricated | Each | Y | 1198.85 | *I.C
| L1950 | AFO, spiral, (Institute of Rehabilitative Medicine type), plastic, custom fabricated | Each | Y | 794.89 | *I.C
| L1951 | Ankle foot orthosis, spiral, (institute of rehabilitative medicine type), plastic or other material, prefabricated item that has been trimmed, bent, molded, assembled, or otherwise customized to fit a specific patient by an individual with expertise | Each | Y | 888.86 | *I.C
| L1960 | AFO, posterior solid ankle, plastic, custom fabricated | Each | Y | 599.53 | *I.C
| L1970 | AFO, plastic, with ankle joint, custom fabricated | Each | Y | 721.49 | *I.C
| L1971 | Ankle foot orthosis, spiral, (institute of rehabilitative medicine type). Plastic or other material, prefabricated item that has been trimmed, bent, molded, assembled, or otherwise customized to fit a specific patient by an individual with expertise | Each | Y | 496.09 | *I.C
| L1980 | AFO, single upright free plantar dorsiflexion, solid stirrup, calf band/cuff (double bar BK orthosis), custom fabricated | Each | Y | 372.11 | *I.C
| L1990 | AFO, double upright free plantar dorsiflexion, solid stirrup, calf band/cuff (double bar BK orthosis), custom fabricated | Each | Y | 451.96 | *I.C
Knee-Ankle-Foot Orthosis (KAFO) - or any Combination
| L2000 | KAFO, single upright, free knee, free ankle, solid stirrup, thigh and calf bands/cuffs (single bar AK orthosis), custom fabricated | Each | Y | 1070.76 | *I.C
| L2005 | KAFO, any material, single or double upright, stance control, automatic lock and swing phase release, any type activation, includes ankle joint, any type, custom fabricated | Each | Y | 4336.95 | *I.C
| L2010 | KAFO, single upright, free ankle, solid stirrup, thigh and calf bands/cuffs (single bar AK orthosis), without knee joint, custom fabricated | Each | Y | 998.87 | *I.C
| L2020 | KAFO, double upright, free knee, free ankle, solid stirrup, thigh and calf bands/cuffs (double bar AK orthosis), custom fabricated | Each | Y | 1257.71 | *I.C
| L2030 | KAFO, double upright, free knee, free ankle, solid stirrup, thigh and calf bands/cuffs (double bar AK orthosis), without knee joint, custom fabricated | Each | Y | 1141.71 | *I.C
| L2034 | KAFO, full plastic, single upright, with or without free motion knee, medial lateral rotation control, with or without free motion ankle, custom fabricated | Each | Y | 2156.46 | *I.C
| L2035 | KAFO, full plastic, static (pediatric size), without free motion ankle, prefaricated, inlcudes fitting and adjustment | Each | Y | 185.19 | *I.C
| L2036 | KAFO, full plastic, double upright, with or with free motion knee, with or without free motion ankle, custom fabricated | Each | Y | 1949.44 | *I.C
| L2037 | KAFO, full plastic, single upright, with or without free motion knee, with or without free motion ankle, custom fabricated | Each | Y | 1818.71 | *I.C
| L2038 | KAFO, full plastic, with or without free motion knee, multi-axis ankle, custom fabricated | Each | Y | 1847.52 | *I.C
Torsion Control: Hip-Knee-Ankle-Foot Orthosis (HKAFO)
| L2040 | HKAFO, torsion control, bilateral rotation straps, pelvic band/belt, custom fabricated | Each | Y | 224.07 | *I.C
| L2050 | HKAFO, torsion control, bilateral torsion cables, hip joint, pelvic band/belt, custom fabricated | Each | Y | 482.99 | *I.C
| L2060 | HKAFO, torsion control, bilateral torsion cables, ball bearing hip joint, pelvic band/belt, custom fabricated | Each | Y | 588.68 | *I.C
| L2070 | HKAFO, torsion control, unilateral rotation straps, pelvic band/belt, custom fabricated | Each | Y | 151.17 | *I.C
| L2080 | HKAFO, torsion control, unilateral torsion cable, hip joint, pelvic band/belt, custom fabricated | Each | Y | 364.7 | *I.C
| L2090 | HKAFO, torsion control, unilateral torsion cable, call bearing hip joint, pelvic band/belt, custom fabricated | Each | Y | 444.6 | *I.C
| L2106 | AFO, fracture orthosis, tibial fracture cast orthosis, thermoplastic type casting material, custom fabricated | Each | Y | 689.39 | *I.C
| L2108 | AFO, fracture orthosis, tibial fracture cast orthosis, custom fabricated | Each | Y | 1200.36 | *I.C
| L2112 | AFO, fracture orthosis, tibial fracture orthosis, soft, prefabricated, includes fitting and adjustment | Each | Y | 552.11 | *I.C
| L2114 | AFO, fracture orthosis, tibial fracture orthosis, semi-rigid, prefabricated, includes fitting and adjustment | Each | Y | 692.49 | *I.C
| L2116 | AFO, fracture orthosis, tibial fracture orthosis, rigid, prefabricated, includes fitting and adjustment | Each | Y | 796.77 | *I.C
| L2126 | KAFO, fracture orthosis, femoral fracture cast orthosis, thermaplastic type casting material, custom fabricated | Each | Y | 1332.86 | *I.C
| L2128 | KAFO, fracture orthosis, femoral fracture cast orthosis, custom fabricated | Each | Y | 1887.41 | *I.C
| L2132 | KAFO, fracture orthosis, femoral fracture cast orthosis, soft, prefabricated, includes fitting and adjustment | Each | Y | 1023.29 | *I.C
| L2134 | KAFO, fracture orthosis, femoral facture cast orthorsis, semi-rigid, prefabricated, includes fitting and adjustment | Each | Y | 1091.93 | *I.C
| L2136 | KAFO, fracture orthosis, femoral fracture cast orthosis, rigid, prefabricated, includes fitting and adjustment | Each | Y | 1303.29 | *I.C
Additions to Fracture Orthosis
| L2180 | Addition to lower extremity fracture orthosis, plastic shoe insert with ankle joints | Each | Y | 121.62 | *I.C
| L2182 | Addition to lower extremity fracture orthosis, drop lock knee joint | Each | Y | 100.77 | *I.C
| L2184 | Addition to lower extremity fracture orthosis, limited motion knee joint | Each | Y | 137.76 | *I.C
| L2186 | Addition to lower extremity fracture orthosis, adjustable motion knee joint, Lerman type | Each | Y | 191.08 | *I.C
| L2188 | Addition to lower extremity fracture orthosis, quadrilateral brim | Each | Y | 365.93 | *I.C
| L2190 | Addition to lower extremity fracture orthosis, waist belt | Each | Y | 94.55 | *I.C
| L2192 | Addition to lower extremity fracture orthosis, hip joint, pelvic band, thigh flange, and pelvic belt | Each | Y | 415.19 | *I.C
Additions to Lower Extremity Orthosis: Shoe-Ankle-Shin-Knee
| L2200 | Addition to lower extremity, limited ankle motion, each joint | Each | Y | 48.2 | *I.C
| L2210 | Addition to lower extremity, dorsiflexion assist (plantar flexion resist), each joint | Each | Y | 69.79 | *I.C
| L2220 | Addition to lower extremity, dorsiflexion and plantar flexion assist/resist, each joint | Each | Y | 83.03 | *I.C
| L2230 | Addition to lower extremity, split flat caliper stirrups and plate attachment | Each | Y | 77.8 | *I.C
| L2232 | Addition to lower extremity orthosis, rocker bottom for total contact ankle foot orthosis, for custom fabricated orthosis only | Each | Y | 105.34 | *I.C
| L2240 | Addition to lower extremity, round caliper and plate attachment | Each | Y | 96.3 | *I.C
| L2250 | Addition to lower extremity, foot plate, molded to patient model, stirrup attachment | Each | Y | 390.4 | *I.C
| L2260 | Addition to lower extremity, reinforced solid stirrup (Scott-Craig type) | Each | Y | 203.26 | *I.C
| L2265 | Addition to lower extremity, long tongue stirrup | Each | Y | 119.41 | *I.C
| L2270 | Addition to lower extremity, varus/valgus correction (T) strap, padded/linned or malleolus pad | Each | Y | 55.98 | *I.C
| L2275 | Addition to lower extremity, varus/valgus correction, plastic modification, padded/lined | Each | Y | 131.99 | *I.C
| L2280 | Addition to lower extremity, molded inner boot | Each | Y | 461.56 | *I.C
| L2300 | Addition to lower extremity, abduction bar (bilateral hip involvement), jointed, adjustable | Each | Y | 289.42 | *I.C
| L2310 | Addition to lower extremity, abduction bar, straight | Each | Y | 144.93 | *I.C
| L2320 | Addition to lower extremity, nonmolded lacer, for custom fabricated orthosis only | Each | Y | 208.62 | *I.C
| L2330 | Addition to lower extremity, lacer molded to patient model, for custom fabricated orthosis only | Each | Y | 436.7 | *I.C
| L2335 | Addition to lower extremity, anterior swing band | Each | Y | 269.61 | *I.C
| L2340 | Addition to lower extremity, pretibial shell, molded to patient model | Each | Y | 583.69 | *I.C
| L2350 | Addition to lower extremity, prosthetic type, (BK) socket, molded to patient model, (used for PTB, AFO orthoses) | Each | Y | 1008.07 | *I.C
| L2360 | Addition to lower extremity, extended stell shank | Each | Y | 52.46 | *I.C
| L2370 | Addition to lower extremity, Patten bottom | Each | Y | 339.94 | *I.C
| L2375 | Addition to lower extremity, torsion control, ankle joint and half solid stirrup | Each | Y | 143.59 | *I.C
| L2380 | Addition to lower extremity, torsion control, straight knee joint, each joint | Each | Y | 124.83 | *I.C
| L2385 | Addition to lower extremity, straight knee joint, heavy duty, each joint | Each | Y | 135.81 | *I.C
| L2387 | Addition to lower extremtiy, polycentric knee joint, for custom fabricated knee ankle foot orthosis, each joint | Each | Y | 195.67 | *I.C
| L2390 | Addition to lower extremity, offset knee joint, each joint | Each | Y | 113.72 | *I.C
| L2395 | Addition to lower extremity, offset knee joint, heavy duty, each joint | Each | Y | 158.64 | *I.C
| L2397 | Addition to lower extremity orthosis, suspension sleeve | Each | Y | 123.59 | *I.C
Additions to Straight Knee or Offset Knee Joints
| L2405 | Addition to knee joint, drop lock, each | Each | Y | 92.27 | *I.C
| L2415 | Addition to knee lock with integrated release mechanism (bail, cable, or equal), any material, each joint | Each | Y | 128.55 | *I.C
| L2425 | Addition to knee joint, disc or dial lock for adjustable knee flexion, each joint | Each | Y | 151.7 | *I.C
| L2430 | Addition to knee joint, ratchet lock for active and progressive knee extension, each joint | Each | Y | 151.7 | *I.C
| L2492 | Addition to knee joint, lift loop for drop lock ring | Each | Y | 137.75 | *I.C
Additions: Thigh/Weight Bearing - Gluteal/Ischial Weight Bearing
| L2500 | Addition to lower extremity, thigh/wieght bearing, gluteal/ischial weight bearing, ring | Each | Y | 329.53 | *I.C
| L2510 | Addition to lower extremity, thigh/weight bearing, quadri-lateral brim, molded to patient model | Each | Y | 739.34 | *I.C
| L2520 | Addition to lower extremity, thigh/weight bearing, quadri-lateral brim, custom fitted | Each | Y | 487.71 | *I.C
| L2525 | Addition to lower extremity, thigh/weight bearing, ischial containment/narrow M-L brim molded to patient model | Each | Y | 1315.84 | *I.C
| L2526 | Addition to lower extremity, thigh/weight bearing, ischial containment/narrow M-L brim, custom fitted | Each | Y | 750.9 | *I.C
| L2530 | Addition to lower extremity, thigh/weight bearing, lacer, nonmolded | Each | Y | 238.23 | *I.C
| L2540 | Addition to lower extremity, thigh/weight bearing, lacer, molded to patient model | Each | Y | 428.67 | *I.C
| L2550 | Addition to lower extremity, thigh/weight bearing, high roll cuff | Each | Y | 291.21 | *I.C
Additions: Pelvic and Thoracic Control
| L2570 | Addition to lower extremity, pelvic control, hip joint, Clevis type, two position joint, each | Each | Y | 482.94 | *I.C
| L2580 | Addition to lower extremity, pelvic control, pelvic sling | Each | Y | 470.57 | *I.C
| L2600 | Addition to lower extremity, pelvic control, hip joint, Clevis type, or thrust bearing, free, each | Each | Y | 257.69 | *I.C
| L2610 | Addition to lower extremity, pelvic control, hip joint, Clevis or thrust bearing, lock, each | Each | Y | 272.93 | *I.C
| L2620 | Addition to lower extremity, pelvic control, hip joint, heavy-duty, each | Each | Y | 306.9 | *I.C
| L2622 | Addition to lower extremity, pelvic control, hip joint, adjustable flexion, each | Each | Y | 347.93 | *I.C
| L2624 | Addition to lower extremity, pelvic control, hip joint, adjustable flexion, extension, abduction control, each | Each | Y | 335.75 | *I.C
| L2627 | Addition to lower extremity, pelvic control, plastic, molded to patient model, reciprocating hip joint and cables | Each | Y | 1832.13 | *I.C
| L2628 | Addition to lower extremity, pelvic control, metal frame, reciprocating hip joint and cables | Each | Y | 1802.16 | *I.C
| L2630 | Addition to lower extremity, pelvic control, band and belt, unilateral | Each | Y | 251.07 | *I.C
| L2640 | Addition to lower extremity, pelvic control, band and belt, bilateral | Each | Y | 340.73 | *I.C
| L2650 | Addition to lower extremity, pelvic and thoracic control, gluteal pad , each | Each | Y | 145.08 | *I.C
| L2660 | Addition to lower extremity, thoracic control, thoracic band | Each | Y | 188.97 | *I.C
| L2670 | Addition to lower extremity, thoracic control, paraspinal uprights | Each | Y | 183.26 | *I.C
| L2680 | Addition to lower extremity, thoracic control, lateral support uprights | Each | Y | 169.75 | *I.C
Additions: General
| L2750 | Addition to lower extremity orthosis, plating chrome or nickel, per bar | Each | Y | 84.74 | *I.C
| L2755 | Addition to lower extremity orthosis, high strength, lightweight material, all hybrid lamination/prepreg composite, per segment, for custom fabricated orthosis only | Each | Y | 138.27 | *I.C
| L2760 | Addition to lower extremity orthosis, extension, per extension, per bar (for lineal adjustment for growth) | Each | Y | 61.61 | *I.C
| L2768 | Orthotic side bar disconnect device, per bar | Each | Y | 137.88 | *I.C
| L2780 | Addition to lower extremity orthosis, noncorrosive finish, per bar | Each | Y | 68.63 | *I.C
| L2785 | Addition to lower extremity orthosis, drop lock retainer, each | Each | Y | 32.27 | *I.C
| L2795 | Addition to lower extremity orthosis, knee control, full knee cap | Each | Y | 87.52 | *I.C
| L2800 | Addition to lower extremity orthosis, knee control, knee cap, medial or lateral pull, for use with custom fabricated orthosis only | Each | Y | 134.51 | *I.C
| L2810 | Addition to lower extremity orthosis, knee control, condylar pad | Each | Y | 105.59 | *I.C
| L2820 | Addition to lower extremity orthosis, soft interface for molded plastic, below knee section | Each | Y | 88.05 | *I.C
| L2830 | Addition to lower extremity orthosis, soft interface for molded plastic, above knee section | Each | Y | 95.26 | *I.C
| L2840 | Addition to lower extremity orthosis, tibial length sock, fracture or equal, each | Each | Y | 56.31 | *I.C
| L2850 | Addition to lower extremity orthosis, femoral length sock, fracture or equal, each | Each | Y | 62.78 | *I.C
| L2861 | Addition to lower extremity joint, knee or ankle, concentric adjustable torsion style mechanism for custom frabicated orthotics only, each | Each | Y | P-$IC | *I.C
| L2999 | Lower extremity orthoses, NOS (Providers need to determine if an alternative HCPCS code better describes the service being reported or that is not already included in the main code. This code should only be used if a more specific code is unavailable) | Each | Y | P-$IC | *I.C
Orthopedic Shoes
Inserts
| L3000 | Foot insert, removable, molded to patient model, UCB type, Berkeley shell, each | Each | Y | 332.47 | *I.C
| L3001 | Foot insert, removable, molded to patient model, Spenco, each | Each | Y | 140 | *I.C
| L3002 | Foot insert, removable, molded to patient model, Plastazote or equal, each | Each | Y | 170.94 | *I.C
| L3003 | Foot insert, removable, molded to patient model, silicone gel, each | Each | Y | 184.45 | *I.C
| L3010 | Foot insert, removable, molded to patient model, longitudinal arch support | Each | Y | 184.45 | *I.C
| L3020 | Foot insert, removable, molded to patient model, longitudinal/metatarsal support, each | Each | Y | 209.97 | *I.C
| L3030 | Foot insert, removable, formed to patient foot, each | Each | Y | 80.78 | *I.C
| L3031 | Foot, insert/plate, removable, addition to extremity orthosis, high strength, lightweight material, all hybrid lamination/prepreg composite, each | Each | Y | 129.64 | *I.C
Arch Support, Removable, Premolded
| L3040 | Foot, arch support, removable, premolded, longitudinal, each | Each | Y | 49.81 | *I.C
| L3050 | Foot, arch support, removable, premolded, metatarsal, each | Each | Y | 49.81 | *I.C
| L3060 | Foot, arch support, removable, premolded, longitudinal/metatarsal, each | Each | Y | 78.05 | *I.C
Arch Support, Nonremovable, Attached to Shoe
| L3070 | Foot, arch support, nonremovable, attached to shoe, longitudinal, each | Each | Y | 33.62 | *I.C
| L3080 | Foot, arch support, nonremovable, attached to shoe, metatarsal, each | Each | Y | 33.62 | *I.C
| L3090 | Foot, arch support, nonremovable, attached to shoe, longitudinal/metatarsal, each | Each | Y | 43.08 | *I.C
OTS | L3100 | Hallus-valgus night dynamic splint, prefabricated, off-the-shelf | Each | Y | 45.76 | *I.C
Abduction and Rotation Bars
| L3140 | Foot, abduction rotation bar, including shoes | Each | Y | 94.24 | *I.C
| L3150 | Foot, abduction rotation bar, without shoes | Each | Y | 86.15 | *I.C
| L3160 | Foot, adjustable shoe-styled positioning device | Each | Y | 24.73 | *I.C
OTS | L3170 | Foot, plastic, silicone or equal, heel stabilizer, prafabricated, off-the-shelf, each | Each | Y | 53.86 | *I.C
Orthopedic Footwear
| L3201 | Orthopedic shoe, Oxford with supinator or pronator, infant | Each | Y | 48.5 | *I.C
| L3202 | Orthopedic shoe, Oxford with supinator or pronator, child | Each | Y | 49.23 | *I.C
| L3203 | Orthopedic shoe, Oxford with supinator or pronator, junior | Each | Y | 37.67 | *I.C
| L3204 | Orhtopedic shoe, hightop with supinator or pronator, infant | Each | Y | 36.36 | *I.C
| L3206 | Orhtopedic shoe, hightop with supinator or pronator, child | Each | Y | 37.35 | *I.C
| L3207 | Orhtopedic shoe, hightop with supinator or pronator, junior | Each | Y | 37.67 | *I.C
| L3208 | Surgical boot, each, infant | Each | Y | 28.81 | *I.C
| L3209 | Surgical boot, each, child | Each | Y | 28.81 | *I.C
| L3211 | Surgical boot, each, junior | Each | Y | 30.41 | *I.C
| L3212 | Benesch boot, each, infant | Each | Y | 54.57 | *I.C
| L3213 | Benesch boot, each, infant | Each | Y | 60.42 | *I.C
| L3214 | Benesch boot, each, infant | Each | Y | 71.38 | *I.C
| L3215 | Orthopedic footwear, ladies shoe, oxford, each | Each | Y | 52.53 | *I.C
| L3216 | Orthopedic footwear, ladies shoe, depth inlay, each | Each | Y | 50.7 | *I.C
| L3217 | Orthopedic footwear, ladies shoe, hightop, depth inlay, each | Each | Y | 61.84 | *I.C
| L3219 | Orthopedic footwear, mens shoe, oxford, each | Each | Y | 57.44 | *I.C
| L3221 | Orthopedic footwear, mens shoe, depth inlay, each | Each | Y | 61.47 | *I.C
| L3222 | Orthopedic footwear, mens shoe, hightop, depth inlay, each | Each | Y | 63.8 | *I.C
| L3224 | Orthopedic footwear, woman's shoe, Oxford, used as an integral part of a brace (orthosis) | Each | Y | 67.45 | *I.C
| L3225 | Orthopedic footwear, men's shoe, Oxford, used as an integral part of a brace (orthosis) | Each | Y | 69.26 | *I.C
| L3230 | Orthopedic footwear, custom shoe, depth inlay, each | Each | Y | P-$IC | *I.C
| L3250 | Orthopedic footwear, custom molded shoe, removable inner mold, prosthetic shoe, each | Each | Y | P-$IC | *I.C
| L3251 | Foot, shoe molded to patient model, silicone shoe, each | Each | Y | 168 | *I.C
| L3252 | Foot, shoe molded to patient model, Plastazote (or similar), custom fabricated, each | Each | Y | 96.63 | *I.C
| L3253 | Foot, molded shoe Plastazote (or similar), custom fitted, each | Each | Y | 67.69 | *I.C
| L3254 | Nonstandard size or width | Each | Y | P-$IC | *I.C
| L3255 | Nonstandard size or length | Each | Y | P-$IC | *I.C
| L3257 | Orthopedic footwear, additional charge for split size | Each | Y | 57.66 | *I.C
| L3260 | Surgical boot/shoe, each | Each | Y | 33.67 | *I.C
| L3265 | Plastazote sandal, each | Each | Y | P-$IC | *I.C
Shoe Modification - Lifts
| L3300 | Lift, elevation, heel, tapered to metatarsals, per in. | Per inch | Y | 55.19 | *I.C
| L3310 | Lift, elevation, heel and sole, neoprene, per in. | Per inch | Y | 86.15 | *I.C
| L3320 | Lift, elevation, heel and sole, cork, per in. | Per inch | Y | 67.87 | *I.C
| L3330 | Lift, elevation, metal extension (skate) | Each | Y | 599 | *I.C
| L3332 | Lift, elevation, inside shoe, tapered, up to one-half inch | Each | Y | 78.08 | *I.C
| L3334 | Lift, elevation, heel, per in. | Per inch | Y | 40.39 | *I.C
Shoe Modification - Wedges
| L3340 | Heel wedge, SACH | Each | Y | 90.23 | *I.C
| L3350 | Heel wedge | Each | Y | 24.25 | *I.C
| L3360 | Sole wedge, outside sole | Each | Y | 37.69 | *I.C
| L3370 | Sole wedge, between sole | Each | Y | 52.46 | *I.C
| L3380 | Clubfoot wedge | Each | Y | 52.46 | *I.C
| L3390 | Outflare wedge | Each | Y | 52.46 | *I.C
| L3400 | Metatarsal bar wedge, rocker | Each | Y | 43.08 | *I.C
| L3410 | Metatarsal bar wedge, between sole | Each | Y | 98.25 | *I.C
| L3420 | Full sole and heel wedge, between sole | Each | Y | 57.9 | *I.C
Shoe Modifications - Heels
| L3430 | Heel, counter, plastic reinforced | Each | Y | 169.61 | *I.C
| L3440 | Heel, counter, leather reinforced | Each | Y | 80.78 | *I.C
| L3450 | Heel, SACH, cushion type | Each | Y | 111.74 | *I.C
| L3455 | Heel, new leather, standard | Each | Y | 43.08 | *I.C
| L3460 | Heel, new rubber, standard | Each | Y | 36.32 | *I.C
| L3465 | Heel, Thomas with wedge | Each | Y | 61.9 | *I.C
| L3470 | Heel, Thomas extended to ball | Each | Y | 65.94 | *I.C
| L3480 | Heel, pad and depression for spur | Each | Y | 65.94 | *I.C
| L3485 | Heel, pad, removable for spur | Each | Y | 13.46 | *I.C
30.9
| L3500 | Orthopedic shoe addition, insole, leather | Each | Y | 30.96 | *I.C
| L3510 | Orthopedic shoe addition, insole, rubber | Each | Y | 30.96 | *I.C
| L3520 | Orthopedic shoe addition, insole, felt covered with leather | Each | Y | 33.62 | *I.C
| L3530 | Orthopedic shoe addition, sole, half | Each | Y | 33.62 | *I.C
| L3540 | Orthopedic shoe addition, sole, full | Each | Y | 53.86 | *I.C
| L3550 | Orthopedic shoe addition, toe tap, standard | Each | Y | 9.4 | *I.C
| L3560 | Orthopedic shoe addition, toe tap, horseshoe | Each | Y | 24.25 | *I.C
| L3570 | Orthopedic shoe addition, special extension to instep (leather with eyelets) | Each | Y | 90.23 | *I.C
| L3580 | Orthopedic shoe addition, convert instep to Velcro closure | Each | Y | 68.65 | *I.C
| L3590 | Orthopedic shoe addition, convert firm shoe counter to soft counter | Each | Y | 56.53 | *I.C
| L3595 | Orthopedic shoe addition, March bar | Each | Y | 44.41 | *I.C
Transfer or Replacement
| L3600 | Transfer of an orthosis from one shoe to another, caliper plate, existing | Each | Y | 80.78 | *I.C
| L3610 | Transfer of an orthosis from one shoe to another, caliper plate, new | Each | Y | 106.34 | *I.C
| L3620 | Transfer of an orthosis from one shoe to another, solid stirrup, existing | Each | Y | 80.78 | *I.C
| L3630 | Transfer of an orthosis from one shoe to another, solid stirrup, new | Each | Y | 106.34 | *I.C
| L3640 | Transfer of an orthosis from one shoe to another, Dennis Brown splint (Riveton), both sides | Each | Y | 45.76 | *I.C
| L3649 | Orthopedic shoe, modification, addition or transfer, NOS (Providers need to determine if an alternative HCPCS code better describes the service being reported or that is not already included in the main code. This code should only be used if a more specific code is unavailable) | Each | Y | P-$IC | *I.C
Orthotic Devices - Upper Limb
Shoulder Orthosis (SO)
OTS | L3650 | Shoulder orthosis, figure of eight design abduction restrainer, prefabricated, off-the-shelf | Each | Y | 67.42 | *I.C
OTS | L3660 | Shoulder orthosis, figure of eight design abduction restrainer, canvas and webbing, prefabricated, off-the-shelf | Each | Y | 101.98 | *I.C
OTS | L3670 | Shoulder orthosis, acromio/clavicular (canvas and webbing type), prefabricated, off-the-shelf | Each | Y | 134.77 | *I.C
| L3671 | SO, shoulder cap design, without joints, may include soft interface, straps, custom fabricated, includes fitting and adjustment | Each | Y | 867.95 | *I.C
| L3674 | Shoulder orthosis, abduction positioning (airplane design), thoracic component and support bar, with or without nontorsion joint/turnbuckle, may include soft interface, straps, custon fabricated, includes fitting and adjustment | Each | Y | 1138.56 | *I.C
OTS | L3675 | Shoulder orthosis, vest type abduction restrainer, canvas webbing type or equal, prefabricated, off-the-shelf | Each | Y | 169.04 | *I.C
OTS | L3677 | Shoulder orthosis, shoulder joint design, without joints, may include soft interface, straps, prefabricated item that has been trimmed, bent, molded, assembled, or otherwise customized to fit a specific patient by an individual with expertise | Each | Y | 264.73 | *I.C
| L3678 | Shoulder orthosis, shoulder joint design, without joints, may include soft interface, straps, prefabricated, off-the-shelf | Each | Y | P-$IC | *I.C
Elbow Orthosis (EO)
| L3701 | EO, elastic, prefabricated, includes fitting and adjustment (e.g., neoprene, Lycra) | Each | Y | 14.74 | *I.C
| L3702 | EO, without joints, may include soft interface, straps, custom fabricated, includes fitting and adjustment | Each | Y | 278.13 | *I.C
OTS | L3710 | Elbow orthosis, elastic with metal joints, prefabricated, off-the-shelf | Each | Y | 155.04 | *I.C
| L3720 | EO, double upright with forearm/arm cuffs, free motion, custom fabricated | Each | Y | 691.82 | *I.C
| L3730 | EO, double upright with forearm/arm cuffs, extension/flexion assist, custom fabricated | Each | Y | 894.4 | *I.C
| L3740 | EO, double upright with forearm/arm cuffs, adjustable postion lock with active control, custom fabricated | Each | Y | 1060.39 | *I.C
| L3760 | Elbow orthosis (EO), with adjustable position locking joint(s), prefabricated, item that has been trimmed, bent, molded, assembled, or otherwise customized to fit a specific patient by and individual with expertise | Each | Y | 481.68 | *I.C
| L3761 | Elbow orthosis (EO), with adjustable position locking joint(s), prefabricated, off the shelf | Each | Y | 481.68 | *I.C
OTS | L3762 | Elbow orthosis, rigid, without joints, includes soft interface material, prefabricated, off-the-shelf | Each | Y | 103.57 | *I.C
| L3763 | Elbow wrist hand orthosis, rigid, withouts joints, may include soft interface, straps, custom fabricated, includes fitting and adjustment | Each | Y | 676.13 | *I.C
| L3764 | Elbow wrist hand orthosis, includes one or more nontorsion joints, elastic bands, turnbuckles, may include soft interface, straps, custom fabricated, includes fitting and adjustment | Each | Y | 882.5 | *I.C
| L3765 | Elbow wrist hand finger orthosis, rigid, without joints, may include soft interface, straps, custom fabricated, includes fitting and adjustment | Each | Y | 1235.08 | *I.C
| L3766 | Elbow wrist hand finger orthosis, includes one or more nontorsion joints, elastic bands, turnbuckles, may include soft interface, straps, custom fabricated, includes fitting and adjustment | Each | Y | 1307.86 | *I.C
Wrist-Hand-Finger Orthosis (WHFO)
| L3806 | WHFO, includes one or more nontorsion joint(s), elastic bands/springs, turnbuckles, may include soft interface material, straps, custom fabricated, includes fitting and adjustment | Each | Y | 437.55 | *I.C
OTS | L3807 | Wrist hand finger orthosis, without joint(s), prefabricated item that has been trimmed, bent, molded, assembled, or otherwise customized to fit a specific patient by an individual with expertise | Each | Y | 240.86 | *I.C
| L3808 | Wrist hand finger orthosis, rigid without joints, may include soft interface material; straps, custom fabricated, includes fitting and adjustment | Each | Y | 360.2 | *I.C
| L3809 | Wrist hand finger orthosis, without joint(s), prefabricated, off-the-shelf, any type | Each | Y | 240.86 | *I.C
| L3891 | Addition to upper extremity joint, wrist, or elbow, concentric adjustable torsion style mechanism for custom frabricated orthotics only, each | Each | Y | P-$IC | *I.C
Dynamic Flexor Hinge, Reciprocal Wrist Extension/Flexion, Finger Flexion/Extension
| L3900 | WHFO, dynamic flexor hinge, reciprocal wrist extension/flexion, finger flexion/extension, wrist or finger driven, custom fabricated | Each | Y | 1404.49 | *I.C
| L3901 | WHFO, dynamic flexor hinge, reciprocal wrist extension/flexion, finger flexion/extension, cable driven, custom fabricated | Each | Y | 1594.96 | *I.C
External Power
| L3904 | WHFO, external powered, electric, custom fabricated | Each | Y | 2905.55 | *I.C
Other WHFOS - Custom Fitted
| L3905 | Wrist hand orthosis, includes one or more nontorsion joints, elastic bands, turnbuckles, may include soft interface, straps, custom fabricated, includes fitting and adjustment | Each | Y | 955.25 | *I.C
| L3906 | Wrist hand orthosis, without joints, may include soft interface, straps, custom fabricated, includes fitting and adjustment | Each | Y | 424.12 | *I.C
OTS | L3908 | Wrist hand orthosis, wrist extension control cock-up, non molded, prefabricated, off-the-shelf | Each | Y | 66.74 | *I.C
OTS | L3912 | Hand finger orthosis (hfo), flexion glove with elastic finger control, prefabricated, off-the-shelf | Each | Y | 115.62 | *I.C
| L3913 | Hand finger orthosis, without joints, may include soft interface, straps, custom fabricated, includes fitting and adjustment | Each | Y | 260.87 | *I.C
OTS | L3915 | Wrist hand orthosis, includes one or more nontorsion joint(s), elastic bands, turnbuckles, may include soft interface, straps, prefabricated item that has been trimmed, bent, molded, assembled, or otherwise customized to fit a specific patient by an individual with expertise | Each | Y | 512.01 | *I.C
| L3916 | Wrist hand orthosis, includes one or more nontorsion joint(s), elastic bands, turnbuckles, may include soft interface, straps, prefabricated, off-the-shelf | Each | Y | 512.01 | *I.C
OTS | L3917 | Hand orthosis, metacarpal fracture orthosis, prefabricated item that has been trimmed, bent, molded, assembled, or otherwise customized to fit a specific patient by an individual with expertise | Each | Y | 101.8 | *I.C
| L3918 | Hand orthosis, metacarpal fracture orthosis, prefabricated, off-the-shelf | Each | Y | 101.8 | *I.C
| L3919 | Hand orthosis, without joints, may include soft interface, straps, custom fabricated, inlcudes fitting and adjustment | Each | Y | 260.87 | *I.C
| L3921 | HFO, inlcudes one or more nontorsion joints, elasitc bands, turnbuckles, may include soft interface, straps, custom fabricated, includes fitting and adjustment | Each | Y | 309.4 | *I.C
OTS | L3923 | Hand finger orthosis, without joints, may include soft interface, straps, prefabricated item that has been trimmed, bent, molded, assembled, or otherwise customized to fit a specific patient by an individual with expertise | Each | Y | 92.97 | *I.C
| L3924 | Hand finger orthosis, without joints, may include soft interface, straps, prefabricated, off-the-shelf | Each | Y | 92.97 | *I.C
OTS | L3925 | Finger orthosis, proximal interphalangeal (pip)/distal interphalangeal (dip), non torsion joint/spring, extension/flexion, may include soft interface material, prefabricated, off-the-shelf | Each | Y | 49.86 | *I.C
OTS | L3927 | Finger orthosis, proximal interphalangeal (pip)/distal interphalangeal (dip), without joint/spring, extension/flexion (e.g. static or ring type), may include soft interface material, prefabricated, off-the-shelf | Each | Y | 33.68 | *I.C
OTS | L3929 | Hand finger orthosis, includes one or more nontorsion joint(s), turnbuckles, elastic bands/springs, may include soft interface material, straps, prefabricated item that has been trimmed, bent, molded, assembled, or otherwise customized to fit a specific patient by an individual with expertise | Each | Y | 88.34 | *I.C
| L3930 | Hand finger orthosis, includes one or more nontorsion joint(s), turnbuckles, elastic bands/springs, may include soft interface material, straps, prefabricated, off-the-shelf | Each | Y | 88.34 | *I.C
| L3931 | Wrist hand finger orthosis, includes one or more nontorsion joint(s), turnbucles, elastic bands/springs, may inculde soft interface material, straps, prefabricated, includes fitting and adjustment | Each | Y | 180.92 | *I.C
| L3933 | FO, without joints, may include soft interface, custom fabricated, includes fitting and adjustment | Each | Y | 205.49 | *I.C
| L3935 | FO, nontorsion joint, may include soft interface, custom fabricated, includes fitting and adjustment | Each | Y | 212.78 | *I.C
| L3956 | Addition of joint to upper extremity orthosis, any material; per joint | Each | Y | P-$IC | *I.C
Shoulder-Elbow-Wrist-Hand Orthosis (SEWHO)
| L3960 | SEWHO, abduction positioning, airplane design, prefabricated, includes fitting and adjustment | Each | Y | 729.85 | *I.C
| L3961 | SEWHO, shoulder cap design, without joints, may include soft interface, straps, custom fabricated, includes fitting and adjustment | Each | Y | 1618.32 | *I.C
| L3962 | SEWHO, abduction positioning, Erb's palsy design, prefabricated, includes fitting and adjustment | Each | Y | 711.88 | *I.C
| L3967 | SEWHO, abduction positioning (airplane design), thoracic component and support bar, without joints, may include soft interface, straps, custom fabricated, includes fitting and adjustment | Each | Y | 1910.7 | *I.C
Additions to Mobile Arm Supports
| L3971 | SEWHO, shoulder cap design, includes one or more nontorsion joints, elastic bands, turnbuckles, may include soft interface, straps, custom fabricated, includes fitting and adjustment | Each | Y | 1813.71 | *I.C
| L3973 | SEWHO, abduction positioning (airplane design), thoracic component and support bar, includes one or more nontorsion joints, elastic bands, turnbuckles, may include soft interface, straps, custom fabricated, includes fitting and adjustment | Each | Y | 1910.7 | *I.C
| L3975 | Shoulder elbow wrist hand finger orthosis, shoulder cap design, without joints, may include soft interface, straps, custom fabricated, includes fitting and adjustment | Each | Y | 1618.32 | *I.C
| L3976 | Shoulder elbow wrist hand finger orthosis, abduction positioning (airplane design), thoracic component and support bar, without joints, may include soft interface, straps, custom fabricated, includes fitting and adjustment | Each | Y | 1618.32 | *I.C
| L3977 | Shoulder elbow wrist hand finger orthosis, shoulder cap design, includes one or more nontorsion joints, elastic bands, turnbuckles, may include soft interface, straps, custom fabricated, includes fitting and adjustment | Each | Y | 1813.71 | *I.C
| L3978 | Shoulder elbow wrist hand finger orthosis, abduction positioning (airplane design), thoracic component and support bar, includes one or more nontorsion joints, elastic bands, turnbuckles, may include soft interface, straps, custom fabricated, includes fitting and adjustment | Each | Y | 1910.7 | *I.C
Fracture Orthosis
| L3980 | Upper extremity fracture orthosis, humeral, prefabricated, includes fitting and adjustment | Each | Y | 317.71 | *I.C
| L3981 | Upper extremity fracture orthosis, humeral, prefabricated, includes shoulder cap design, with or without joints, forearm section, may include soft interface, straps, includes fitting and adjustment | Each | Y | 969.55 | *I.C
| L3982 | Upper extremity fracture orthosis, radius/ulnar, prefabricated, includes fitting and adjustment | Each | Y | 370.4 | *I.C
| L3984 | Upper extremity fracture orthosis, wrist, prefabricated, includes fitting and adjustment | Each | Y | 341.5 | *I.C
| L3995 | Addition to upper extremity orthosis, sock, fracture or equal, each | Each | Y | 35.39 | *I.C
| L3999 | Upper limb orthosis, NOS | Each | Y | P-$IC | *I.C
Specific Repair
| L4000 | Replace girdle for spinal orthosis (CTLSO or SO) | Each | Y | 1395.78 | *I.C
| L4002 | Replace strap, any orthosis, includes all components, any length, any type | Each | Y | 22.94 | *I.C
| L4010 | Replace trilateral socket brim | Each | Y | 680.46 | *I.C
| L4020 | Replace quadrilateral socket brim, molded to patient model | Each | Y | 951.65 | *I.C
| L4030 | Replace quadrilateral socket brim, custom fabricated | Each | Y | 511.92 | *I.C
| L4040 | Replace molded thigh lacer, for custom fabricated orthosis only | Each | Y | 417.74 | *I.C
| L4045 | Replace nonmolded thigh lacer, for custom fabricated orthosis only | Each | Y | 332.6 | *I.C
| L4050 | Replace molded calf lacer, for custom fabricated orthosis only | Each | Y | 418.59 | *I.C
| L4055 | Replace nonmolded calf lacer, for custom fabricated orthosis only | Each | Y | 271.05 | *I.C
| L4060 | Replace high roll cuff | Each | Y | 322.23 | *I.C
| L4070 | Replace proximal and distal upright for KAFO | Each | Y | 285.35 | *I.C
| L4080 | Replace metal bands KAFO, proximal thigh | Each | Y | 117.05 | *I.C
| L4090 | Replace metal bands KAFO-AFO, calf or distal thigh | Each | Y | 92.36 | *I.C
| L4100 | Replace leather cuff KAFO, proximal thigh | Each | Y | 121.28 | *I.C
| L4110 | Replace leather cuff KAFO-AFO, calf or distal thigh | Each | Y | 91.35 | *I.C
| L4130 | Replace pretibial shell | Each | Y | 512.3 | *I.C
Repairs
| L4205 | Repair of orthotic device, labor component, per 15 minutes | Per 15 min | Y | 14.36 | *I.C
| L4210 | Repair of orthotic device, repair or replace minor parts | Each | Y | 9 | *I.C
OTS | L4350 | Ankle control orthosis, stirrup style, rigid, includes any type interface (e.g., pneumatic, gel), prefabricated, off-the-shelf | Each | Y | 101.48 | *I.C
OTS | L4360 | Walking boot, pneumatic and/or vacuum, with or without joints, with or without interface material, prefabricated item that has been trimmed, bent, molded, assembled, or otherwise customized to fit a specific patient by an individual with expertise | Each | Y | 311.99 | *I.C
| L4361 | Walking boot, pneumatic and/or vacuum, with or without joints, with or without interface material, prefabricated, off-the-shelf | Each | Y | 311.99 | *I.C
OTS | L4370 | Pneumatic full leg splint, prefabricated, off-the-shelf | Each | Y | 206.32 | *I.C
OTS | L4386 | Walking boot, non-pneumatic, with or without joints, with or without interface material, prefabricated item that has been trimmed, bent, molded, assembled, or otherwise customized to fit a specific patient by an individual with expertise | Each | Y | 167.79 | *I.C
| L4387 | Walking boot, non-pneumatic, with or without joints, with or without interface material, prefabricated, off-the-shelf | Each | Y | 167.79 | *I.C
| L4392 | Replacement soft interface material, static AFO | Each | Y | 24.9 | *I.C
| L4394 | Replace soft interface material, foot drop splint | Each | Y | 18.16 | *I.C
OTS | L4396 | Static or dynamic ankle foot orthosis, including soft interface material, adjustable for fit, for positioning, may be used for minimal ambulation, prefabricated item that has been trimmed, bent, molded, assembled, or otherwise customized to fit a specific patient by an individual with expertise | Each | Y | 177.58 | *I.C
| L4397 | Static or dynamic ankle foot orthosis, including soft interface material, adjustable for fit, for positioning, may be used for minimal ambulation, prefabricated, off-the-shelf | Each | Y | 177.58 | *I.C
OTS | L4398 | Foot drop splint, recumbent positioning device, prefabricated, off-the-shelf | Each | Y | 81.77 | *I.C
| L4631 | Ankle foot orthosis, walking boot type, varus/valgus correction, rocker bottom, anterior tibial shell, soft interface, custom arch supprot, plastic or other material, includes straps and closures, custom fabricated. | Each | Y | 1687.63 | *I.C
Changes
Changes marked in bold are effective 1/1/2025

## Ostomy, Colostomy
MEDICAID DURABLE MEDICAL EQUIPMENT (DME) AND SUPPLIES LISTING The following listing, based upon the Healthcare Common Procedure Coding System (HCPCS), describes equipment and supplies, coverage limitations, and service authorization (SA) requirements. The DME Listing HCPCS codes must be used for all Medicaid claims, regardless of whether Medicare uses the same HCPCS code for the item. Service authorization by Medicaid is not required when Medicare is the primary payer. Reimbursement for Medicare crossover claims will be made in accordance with established Medicare HCPCS codes and guidelines. When extended utilization or unusual amounts or types of equipment or supplies are required, the provider must request service authorization from the Department of Medical Assistance Services’ (DMAS) service authorization contractor. Instructions regarding service authorization may also be found in Appendix D of this Provider Manual. Items not identified in the listing require service authorization and may be submitted for service authorization under the appropriate miscellaneous HCPCS code. Lack of a specific HCPCS code for the item does not determine coverage. The appropriate miscellaneous code may be used and submitted for preauthorization. Providers must maintain documentation in accordance with the coverage criteria, documentation requirements, and Certificate of Medical Necessity (CMN) requirements as defined in Chapters IV and VI of this Provider Manual, regardless of whether or not service authorization is required. The key below identifies the codes used in the DME Listing. • N = Service authorization is not required up to the established limit • Y = Service authorization is required • P = Purchase • RR = *Rental • IC = Individual Consideration • UCC = Usual and Customary Charge *Medicaid reimbursement for rental items is a daily rate. DMAS will not provide rental reimbursement for days on which the recipient did not use the item. Please reference rental versus purchase guidelines in Chapter IV of this Provider Manual for additional requirements.
MEDICAID DME AND SUPPLIES LISTING
Ostomy and Colostomy Pouches and Accessory Supplies UCC = Bill Usual and Customary Charge IC = Individual Consideration
Old HCPCS Code | New HCPCS Code | Description | Billing Unit | SA Type | Fee | Limit
Ostomy/Colostomy Products / Ostomy Accessories
| A4216 | Sterile water, saline and /or dextrose, diluent/flush, 10 ml | Each | N | 0.51 | 60/Month
| A4217 | Sterile water/saline 500 ml | Each | N | 3.56 | 60/Months
| A4361 | Ostomy Face Plate | Each | N | 21.02 | 2/3 Months
A4421 | A4363 | Ostomy clamp, any type, replacement only, each | Each | N | 2.53 | 3/2 Months
| A4366 | Ostomy vent, any type, each | Each | N | 1.62 | 20/Month
| A4367 | Ostomy Belt | Each | N | 9.23 | 1/Month
| A4368 | Ostomy filter, any type, each | Each | N | 0.32 | 20/Month
| A4394 | Ostomy deodorant, with or without lubricant, for use in ostomy pouch, per fluid ounce | Ounce | N | 3.26 | 8/Month
| A4395 | Ostomy deodorant for use in Ostomy pouch, solid. Per tablet | Each | N | 0.05 | 50 each/Month
| A4396 | Ostomy belt with peristomal hernia support | Each | N | 50.9 | 1/Month
| A4398 | Ostomy irrigation supply; bag; each | Each | N | 15.32 | 4 per year
| A4399 | Ostomy Irrigation Bag, cone/catheter, including brush | Each | N | 15.43 | 4 per year
| A4400 | Ostomy Irrigation Set | Each | N | 52.24 | 1/6 Months
| A4404 | Ostomy Rings All Sizes | Each | N | 2.11 | 10/Month
| A4421 | Ostomy supply miscellaneous (Any Misc Ostomy/Colostomy supplies without a HCPCS code should use A4421 instead of E1399) | Each | Y | IC | IC
Y0484 | A4421 | Stoma Cone Replacement Unit (Using ostomy supply misc.) | Each | Y | 8.29 | 1/2 Months
| A4422 | Ostomy absorbent material (sheet/pad/crystal packet), for use on Ostomy pouch to thicken liquid stoma output, each | Each | N | 0.14 | 100/2 Months
| A4436 | Irrigation supply; Sleeve, reusable, per month | 1 unit = 1 month supply | N | 20.49 | 1/Month
| A4437 | Irrigation supply; sleeve, disposible, per month | 1 unit = 1 month supply | Y | 20.49 | 1/ Month
A4365 | A4456 | Adhesive Remover, Wipes, any type, each | Each | N | 0.31 | 50/Month
| A4455 | Adhesive Remover Or Solvent (for tape, cement or other adhesive), | Ounce | N | 1.78 | 31 oz per year
| A5055 | Stoma Caps | Each | N | 1.81 | 31/Month
| A5056 | Ostomy Pouch, Drainable, with extended wear barrier attached, with filter (1 piece) each | Each | N | 5.88 | 50/Month
| A5057 | Ostomy Pouch, drainable, with extended wear barrier attached, with built in convexity, with filter, (1 piece) each | Each | N | 12.07 | 50/Month
| A5081 | Continent device; plug for continent stoma | Each | N | 3.55 | 31/Month
| A5082 | Continent device; catheter for continent stoma | Each | N | 12.73 | 1/Month
| A5083 | Continent device, stoma absortive cover for continent stoma | Each | Y | 0.81 | 180/Month
| A5093 | Ostomy Accessory, Convex Insert | Each | N | 2.09 | 10/Month
| A5102 | Bedside drainage bottle, with or without tubing, rigid or expandable, each | Each | N | 28.38 | 4 per year
| A5105 | Urinary suspensory with leg bag, with or without tube, each | Each | N | 43.58 | 1/Month
| A5126 | Adhesive or non-adhesive; Disc Or Foam Pad | Each | N | 1.45 | 20/Month
| A5131 | Appliance cleaner, incontinence and Ostomy appliances, per 16 oz | Btl. (16oz.) | N | 16.95 | 1/Month
| A5200 | Percutaneous catheter/tube anchoring device, adhesive skin attachment | Each | N | 14.2 | 2/Month
Ostomy Pouches
| A4330 | Perianal Fecal Collection Pouch With Adhesive | Each | N | 7.66 | 31/Month
| A4375 | Ostomy pouch, drainable, with faceplate attached, plastic, each | Each | N | 21.59 | 20/Month
| A4376 | Ostomy pouch, drainable, with faceplate attached, rubber, each | Each | N | 59.83 | 20/Month
| A4377 | Ostomy pouch, drainable, for use on faceplate, plastic, each | Each | N | 5.39 | 10/month
| A4378 | Ostomy pouch, drainable, for use on faceplate rubber, each | Each | N | 38.66 | 3/month
| A4379 | Ostomy pouch urinary, with faceplate attached, plastic, each | Each | N | 18.88 | 10/Month
| A4380 | Ostomy pouch urinary, with faceplate attached, rubber, each | Each | N | 46.94 | 3/Month
| A4381 | Ostomy pouch urinary, for use on faceplate, plastic, each | Each | N | 5.81 | 10/Month
| A4382 | Ostomy pouch urinary, for use on faceplate, heavy plastic, each | Each | N | 30.96 | 20/Month
| A4383 | Ostomy pouch urinary, for use on faceplate, rubber, each | Each | N | 35.44 | 3/Month
| A4387 | Ostomy pouch, closed, with barrier attached, with built in convexity (one piece), each | Each | Y | 2.83 | 60/Month
| A4388 | Ostomy pouch, drainable, with extended wear barrier attached, (one piece), each | Each | N | 5.48 | 20/Month
| A4389 | Ostomy pouch drainable, with barrier attached, with built in convexity (one piece), each | Each | N | 7.8 | 20/Month
| A4390 | Ostomy pouch, drainable, with extended wear barrier attached, with built in convexity (1 piece), each | Each | N | 12.07 | 20/Month
| A4391 | Ostomy pouch, urinary, with extended wear barrier attached (1 piece), each | Each | N | 8.88 | 20/Month
| A4392 | Ostomy pouch, urinary, with standard wear barrier attached, with built in convexity (1 piece), each | Each | N | 10.28 | 20/Month
| A4393 | Ostomy pouch, urinary, with extended wear barrier attached, with built in convexity, (1 piece), each | Each | N | 11.37 | 20/Month
| A4411 | Ostomy skin barrier, solid 4x4 or equivalent, extended wear, with built-in convexity, each | Each | N | 6.41 | 20/Month
| A4412 | Ostomy pouch, drainable, high output, for use on a barrier with flange, (2 piece system), without filter, each | Each | N | 3.4 | 20/Month
| A4413 | Ostomy pouch, drainable, high output, for use on a barrier with flange, (2 piece system), with filter, each | Each | N | 6.93 | 20/Month
| A4416 | Ostomy pouch, closed, with barrier attached, with filter (one piece), each | Each | N | 3.47 | 60/Month
| A4417 | Ostomy pouch, closed, with barrier attached, with built in convexity, with filter (one piece), each | Each | N | 4.69 | 60/Month
| A4418 | Ostomy pouch, closed; with out barrier attached, with filter (one piece), each | Each | N | 2.28 | 60/Month
| A4419 | Ostomy pouch, closed; for use on barrier with non-locking flange, with filter (two piece), each | Each | N | 2.17 | 60/Month
| A4420 | Ostomy pouch, closed; for use on barrier with locking flange, (two piece), each | Each | Y | I.C. | 60/Month
| A4423 | Ostomy pouch, closed; for use on barrier with locking flange, with filter (two piece), each | Each | N | 2.33 | 60/Month
| A4424 | Ostomy pouch, drainable, with barrier attached, with filter (one piece), each | Each | N | 5.99 | 20/Month
| A4425 | Ostomy pouch, drainable, for use on barrier with non-locking flange, with filter (two piece system), each | Each | N | 4.5 | 20/Month
| A4426 | Ostomy pouch drainable, for use on barrier with locking flange, (two piece system), each | Each | N | 3.43 | 20/Month
| A4427 | Ostomy pouch drainable, for use on barrier with locking flange, with filter (two piece system), each | Each | N | 3.51 | 20/Month
| A4428 | Ostomy pouch, urinary, with extended wear barrier attached, with faucet – type tap with valve (one piece), each | Each | N | 8.2 | 20/Month
| A4429 | Ostomy pouch, urinary, with barrier attached with built in convexity, with faucet – type tap with valve (one piece), each | Each | N | 10.38 | 20/Month
| A4430 | Ostomy pouch, urinary, with extended wear barrier attached with built in convexity, with faucet – type tap with valve (one piece), each | Each | N | 10.71 | 20/Month
| A4431 | Ostomy pouch, urinary, with barrier attached with faucet – type tap with valve (one piece), each | Each | N | 7.8 | 20/Month
| A4432 | Ostomy pouch, urinary; for use on barrier with non-locking flange, with faucet – type tap with valve (two piece), each | Each | N | 4.51 | 20/Month
| A4433 | Ostomy pouch, urinary; for use on barrier with locking flange, (two piece), each | Each | N | 4.22 | 20/Month
| A4434 | Ostomy pouch, urinary; for use on barrier with locking flange, with faucet – type tap with valve (two piece), each | Each | N | 4.73 | 20/Month
| A4435 | Ostomy pouch, drainable, high output, with extended wear barrier (one-piece system), with or without filer, each | Each | N | 7.25 | 20/Month
| A5051 | Ostomy Pouch, Closed W/Barriers Attached, 1 Piece | Each | N | 2.59 | 60/Month
| A5052 | Ostomy Pouch Closed Without Barrier Attached, 1 Piece | Each | N | 1.87 | 60/Month
| A5053 | Ostomy Pouch, Closed For Use On Face Plate | Each | N | 1.85 | 60/Month
| A5054 | Ostomy Pouch Closed For Use On A Barrier With Flange, 2 Pieces, does not say closed or mini pouch | Each | N | 2.26 | 60/Month
| A5061 | Ostomy Pouch, Drainable, W/Barrier Attached; 1 piece | Each | N | 4.45 | 20/Month
| A5062 | Ostomy Pouch, Drainable Without Barrier Attached, 1 Piece | Each | N | 2.81 | 20/Month
| A5063 | Ostomy Pouch, Drainable, For Use On Barrier W/Flange, 2 Piece System | Each | N | 3.4 | 20/Month
| A5071 | Ostomy Pouch Urinary W/Barrier Attached 1 Piece | Each | N | 7.56 | 20/Month
| A5072 | Ostomy Pouch Urinary Without Barrier Attached, 1 Piece | Each | N | 3.81 | 20/Month
| A5073 | Ostomy Pouch Urinary For Use On Barrier With Flange, 2 Pieces | Each | N | 3.42 | 20/Month
Ostomy Skin Barrier Liquids, Pastes, Powder And Rings
| A4362 | Ostomy Skin Barrier; Solid, 4x4 Or Equivalent | Each | N | 3.71 | 20/Month
| A4364 | Adhesive liquid or equal, any type | Ounce | N | 3.7 | 4 Ounces/Month
| A4369 | Ostomy skin barrier, liquid (spray, brush, etc.), per oz. | Ounce | N | 3.05 | 2 Ounces Month
| A4371 | Ostomy skin barrier powder, per oz. | Ounce | N | 4.59 | 2 Ounces Month
| A4372 | Ostomy skin barrier, solid 4x4 or equivalent, with built-in convexity, each | Each | N | 5.28 | 20/Month
| A4373 | Ostomy skin barrier, with flange (solid, flexible or accordion), with built-in convexity, any size, each | Each | N | 7.88 | 20/Month
| A4384 | Ostomy faceplate equivalent, silicone ring, each | Each | N | 12.08 | 3/Month
| A4385 | Ostomy skin barrier, solid 4X4 or equivalent, extended wear, without built-in convexity, each | Each | N | 6.41 | 20/Month
| A4405 | Ostomy skin barrier, non-pectin based, paste, per ounce | Ounce | N | 4.29 | 4 Ounces/Month
| A4406 | Ostomy skin barrier, pectin-based, paste, per ounce | Ounce | N | 7.2 | 4 Ounces/Month
| A4407 | Ostomy skin barrier, with flange (solid, flexible, or accordion), extended wear, with built in convexity, 4x4 inches or smaller, each | Each | N | 11.02 | 20/Month
| A4408 | Ostomy skin barrier, with flange (solid, flexible, or accordion), extended wear, with built in convexity, larger than, 4x4 inches, each | Each | N | 12.41 | 20/Month
| A4409 | Ostomy skin barrier, with flange, (solid, flexible, or accordion), extended wear, without built-in convexity, 4X4 inches or smaller, each | Each | N | 7.8 | 20/Month
| A4410 | Ostomy skin barrier, with flange, (solid, flexible, or accordion), extended wear, without built-in convexity, larger than 4X4 inches, each | Each | N | 11.37 | 20/Month
| A4414 | Ostomy skin barrier, with flange (solid, flexible, or accordion), with out built in convexity 4x4 inches or smaller, each | Each | N | 6.18 | 20/Month
| A4415 | Ostomy skin barrier, with flange (solid, flexible, or accordion), with out built in convexity, larger than 4x4 inches, each | Each | N | 7.54 | 20/Month
A5119 | A5120 | Skin Barrier Wipes or swabs, each | Each | Y | 0.26 | 30/Month
| A5121 | Skin Barrier, Solid 6x6 Or Equiv. | Each | N | 7.97 | 20/Month
| A5122 | Skin Barrier, solid, 8x8 Or Equivalent | Each | N | 13.73 | 20/Month
Changes
Changes marked in bold are effective 1/1/2025

## Traction
MEDICAID DURABLE MEDICAL EQUIPMENT (DME) AND SUPPLIES LISTING The following listing, based upon the Healthcare Common Procedure Coding System (HCPCS), describes equipment and supplies, coverage limitations, and service authorization (SA) requirements. The DME Listing HCPCS codes must be used for all Medicaid claims, regardless of whether Medicare uses the same HCPCS code for the item. Service authorization by Medicaid is not required when Medicare is the primary payer. Reimbursement for Medicare crossover claims will be made in accordance with established Medicare HCPCS codes and guidelines. When extended utilization or unusual amounts or types of equipment or supplies are required, the provider must request service authorization from the Department of Medical Assistance Services’ (DMAS) service authorization contractor. Instructions regarding service authorization may also be found in Appendix D of this Provider Manual. Items not identified in the listing require service authorization and may be submitted for service authorization under the appropriate miscellaneous HCPCS code. Lack of a specific HCPCS code for the item does not determine coverage. The appropriate miscellaneous code may be used and submitted for preauthorization. Providers must maintain documentation in accordance with the coverage criteria, documentation requirements, and Certificate of Medical Necessity (CMN) requirements as defined in Chapters IV and VI of this Provider Manual, regardless of whether or not service authorization is required. The key below identifies the codes used in the DME Listing. • N = Service authorization is not required up to the established limit • Y = Service authorization is required • P = Purchase • RR = *Rental • IC = Individual Consideration • UCC = Usual and Customary Charge *Medicaid reimbursement for rental items is a daily rate. DMAS will not provide rental reimbursement for days on which the recipient did not use the item. Please reference rental versus purchase guidelines in Chapter IV of this Provider Manual for additional requirements.
MEDICAID DME AND SUPPLIES LISTING
Traction Equipment UCC = Bill Usual and Customary Charge IC = Individual Consideration
Old HCPCS Code | Face to Face Required | New HCPCS Code | Description | Billing Unit | PA Type | Fee | Limit
Cervical
| Yes | E0840 | Traction Frame Attached To Headboard, Cervical Traction | Per Set | N | 92.13 | 1/36 Months
| Yes | E0849 | Traction equipment, cervical, free-standing stand/frame, pneumatic, applying traction force to other than mandible | Per Set | Y | 680.53
| Yes | E0850 | Traction Stand, Free Standing, Cervical Traction | Per Set | N | 132.09
| Yes | E0855 | Cervical traction equipment not requiring additional stand or frame | Per Set | N | 652.55
| Yes | E0856 | Cervical traction device, cervical collar with inflatable air bladder | Each | Y | 203.15
|  | E0860 | Traction Equipment Over Door, Cervical | Per Set | N | 41.18
| Yes | E0840 RR | Traction Frame Attached To Headboard, Cervical Traction | Day | N | 0.68 | 3 Months
| Yes | E0849 RR | Traction equipment, cervical, free-standing stand/frame, pneumatic, applying traction force to other than mandible | Day | N | 2.16
| Yes | E0850 RR | Traction Stand, Free Standing, Cervical Traction | Day | N | 0.6
| Yes | E0855 RR | Cervical traction equipment not requiring additional stand or frame | Day | N | 2.07
| Yes | E0856 RR | Cervical traction device, cervical collar with inflatable air bladder | Each | Y | 0.65
|  | E0860 RR | Traction Equipment Over Door, Cervical Rental | Day | N | 0.27
Extremity
|  | E0870 | Traction Frame, Attached To Footboard, Extremity Traction (e.g., Buck’s) | Per Set | N | 146.27 | 1/36 Months
|  | E0880 | Traction Stand, Free Standing Extremity Traction (E.g.,. Bucks) | Per Set | N | 157.86
|  | E0870 RR | Traction Frame, Attached To Footboard, Extremity Traction (e.g., Buck’s) Rental | Day | N | 0.56 | 3 Months
|  | E0880 RR | Traction Stand, Free Standing Extremity Traction (E.g.,. Bucks) Rental | Day | N | 0.83
Pelvic
|  | E0890 | Traction Frame, Attached To Footboard, Pelvic Traction | Per Set | N | 133.26 | 1/36 Months
|  | E0900 | Traction Stand, Free Standing Pelvic Traction (e.g. Buck’s) | Per Set | N | 161.14
|  | E0890 RR | Traction Frame, Attached To Footboard, Pelvic Traction Rental | Day | N | 1.38 | 3 Months/Year
|  | E0900 RR | Traction Stand, Free Standing Pelvic Traction (e.g., Buck’s) | Day | N | 1.16
Trapeze Bars
|  | E0910 | Trapeze Bars, A/K/A Patient Helper, Attached To Bed, With Grab Bar | Per Set | N | 145.03 | 1/36 Months
|  | E0940 | Trapeze Bar, Free Standing Complete W/ Grab Bar | Per Set | Y | 261.24
|  | E0910 RR | Trapeze Bars, A/K/A Patient Helper, Attached To Bed, With Grab Bar | Day | N | 0.43 | 3 Months/Year
|  | E0940 RR | Trapeze Bar, Free Standing Complete W/ Grab Bar | Day | N | 0.86
|  | E0911 RR | Heavy Duty Trapeze bar, Attach to Bed | Day | N | 1.72 | 3 Months/Year
|  | E0912 RR | Heavy Duty Trapeze bar, Freestanding | Day | N | 3.05 | 3 Months/Year
Fracture Frame
|  | E0920 | Fracture Frame, Attached To Bed, Includes Weights | Per Set | Y | 599.63 | 1/36 Months
|  | E0930 | Fracture Frame, Free Standing Includes Weights | Per Set | Y | 603.12
|  | E0946 | Fracture Frame Dual W/Cross Bars; attached to bed (e.g., Balken, 4 poster) | Per Set | Y | 665.28
|  | E0920 RR | Fracture Frame, Attached To Bed, Includes Weights | Day | N | 1.9 | 3 Months/Year
|  | E0930 RR | Fracture Frame, Free Standing Includes Weights | Day | N | 1.91
|  | E0946 RR | Fracture Frame Dual W/Cross Bars attached to bed (e.g., Balken, 4 poster) Rental | Day | N | 2.11
General
|  | E0830 | Ambulatory traction device, all types, each | Each | Y | P-$ IC | IC
|  | E0941 | Gravity Assisted Traction Device Any Type | Per Set | N | 572.04 | 1/36 Months
|  | E0830 RR | Ambulatory traction device, all types, each | Day | Y | P-$ IC | IC
|  | E0941 RR | Gravity Assisted Traction Device Any Type | Day | N | 1.82 | 1 Month
Accessories
|  | E0942 | Cervical Head Harness/Halter | Each | N | 21.6 | 1/36 Months
|  | E0942 RR | Cervical Head Harness/Halter | Day | N | 0.1 | 3 Months/Year
|  | E0944 | Pelvic Belt/ Harness/ Boot | Each | N | 57.68 | 1/36 Months
|  | E0944 RR | Pelvic Belt /Harness / Boot | Day | N | 0.19 | 1 Month
|  | E0945 | Extremity Belt/Harness | Each | N | 47.37 | 1/36 Months
|  | E0945 RR | Extremity Belt/Harness | Day | N | 0.16 | 1 Month
|  | E0947 | Fracture Frame Attachment For complex Pelvic Traction | Per Set | Y | 648.22 | 1/36 Months
|  | E0947 RR | Fracture Frame Attachment For complex Pelvic Traction; | Day | N | 2.24 | 3 Months/Year
|  | E0948 | Fracture Frame Attachment For complex Cervical Traction | Per Set | Y | 626.97 | 1/36 Months
|  | E0948 RR | Fracture Frame Attachment For complex Cervical Traction; | Day | N | 2.09 | 3 Months/Year
Changes
Changes marked in bold are effective 1/1/2025. Competitive bid rates marked in blue effective 1/1/2025. Face to Face Column added 7/1/17
Service limits of like items have been combined under the Limit column.

## Wheelchairs
MEDICAID DURABLE MEDICAL EQUIPMENT (DME) AND SUPPLIES LISTING The following listing, based upon the Healthcare Common Procedure Coding System (HCPCS), describes equipment and supplies, coverage limitations, and pre-authorization requirements. The DME Listing HCPCS codes must be used for all Medicaid claims, regardless of whether Medicare uses the same HCPCS code for the item. Pre-authorization by Medicaid is not required when Medicare is the primary payer. Reimbursement for Medicare crossover claims will be made in accordance with established Medicare HCPCS codes and guidelines. When extended utilization or unusual amounts or types of equipment or supplies are required, the provider must request pre-authorization from KePRO, the Department of Medical Assistance Services’ (DMAS) pre-authorization contractor. Instructions regarding preauthorization may also be found in Appendix D of this Provider Manual. Items not identified in the listing require pre-authorization and may be submitted to preauthorization under the appropriate miscellaneous HCPCS code. Lack of a specific HCPCS code for the item does not determine coverage. The appropriate miscellaneous code may be used and submitted for preauthorization. Providers must maintain documentation in accordance with the coverage criteria, documentation requirements, and Certificate of Medical Necessity (CMN) requirements as defined in Chapter IV and VI of this Provider Manual, regardless of whether or not pre-authorization is required. The key below identifies the codes used in the DME Listing. • N = Pre-authorization is not required up to the established limit • Y = Pre-authorization is required • P = Purchase • RR = *Rental • IC = Individual Consideration • UCC = Usual and Customary Charge *Medicaid reimbursement for rental items is a daily rate. DMAS will not provide rental reimbursement for days on which the recipient did not use the item. Please reference rental versus purchase guidelines in Chapter IV of this Provider Manual for additional requirements.
MEDICAID DME AND SUPPLIES LISTING
Wheelchairs and Accessories UCC = Bill Usual and Customary Charge IC = Individual Consideration
Old HCPCS Code | New HCPCS Code | Description | Billing Unit | PA Type | Fee | Limit
Wheelchairs
Wheelchair documentation: Medicaid will not pay for assistive devices, such as wheelchairs and potty chairs for restraint purposes. Documentation must describe mobility impairments, postural impairments, and how the wheelchair is required, and will be used, within the recipient’s home environment. Documentation must indicate how needs were met previously, what changed in the recipient’s condition to require a wheelchair, and other cost effective alternatives explored. See Chapter IV of the DME and Supplies Manual for additional documentation requirements.
Wheelchair Accessories
Headrest and Parts
| E0955 | Wheelchair Accessory, Headrest, Cushioned, Prefabricated, Including Fixed Mounting Hardware | Each | N | 162.96 | 1/60 Months
| E0955 RR | Wheelchair Accessory, Headrest, Cushioned, Prefabricated, Including Fixed Mounting Hardware | Day | N | 0.57 | 3 Months
| E0955 U1 | Wheelchair Accessory, Headrest, Cushioned, Prefabricated, Including Fixed Mounting Hardware (for use only with Group 3 and above) | Each | Y | 255.62 | 1/60 Months
| E0966 | Manual Wheelchair Accessory, Headrest Extension | Each | N | 78.37 | 1/60 Months
| E0966 RR | Manual Wheelchair Accessory, Headrest Extension | Day | N | 0.26 | 3 Months
Arm Rest/Arm Trough
| E0973 | Wheelchair Accessory, Adjustable Height, Detachable Armrests, Complete Assembly, Each | Each | N | 63.27 | 2/60 Months
| E0973 RR | Wheelchair Accessory, Adjustable Height, Detachable Armrests, Complete Assembly, Each | Day | N | 0.21 | 3 Months
| E0973 U1 | Wheelchair Accessory, Adjustable Height, Detachable Armrests, Complete Assembly, Each (For use only with Group 3 and above) | Each | y | 131.86 | 2/60 Months
| E0994 | Arm Rests, Each | Each | N | 20.14 | 2/24 Months
| E0994 RR | Arm Rests, Each | Day | N | 0.07 | 3 Months
| E2209 | Accessory, Arm Trough, With Or Without Hand Support, Each | Each | N | 100.95 | 2/24 Months
| E2209 RR | Accessory, Arm Trough, With Or Without Hand Support, Each | Day | N | 0.34 | 3 Months
| E2209 U1 | Accessory, Arm Trough, With Or Without Hand Support, Each (For use only with Group 3 and Above) | Each | Y | 129.03 | 2/24 Months
| E2626 | Wheelchair Accessory, Sholder Elbow, Mobile Arm Support Attached To Wheelchair, Balanced, Adjustable | Each | Y | 727.41 | 2/24 Months
| E2626 RR | Wheelchair Accessory, Sholder Elbow, Mobile Arm Support Attached To Wheelchair, Balanced, Adjustable | Day | N | 2.42 | 3 Months
| E2626 U1 | Wheelchair Accessory, Sholder Elbow, Mobile Arm Support Attached to Wheelchair, Balanced Adjustable | Each | Y | 821.45 | 2/24 Months
| E2627 | Wheelchair Accessory, Sholder Elbow, Mobile Arm Support Attached to Wheelchair, Balanced, Adjustable Rancho Type | Each | Y | 1125.2 | 2/24 Months
| E2627 RR | Wheelchair Accessory, Sholder Elbow, Mobile Arm Support Attached to Wheelchair, Balanced, Adjustable Rancho Type | Day | N | 3.75 | 3 Months
| E2627 U1 | Wheelchair Accessory, Sholder Elbow, Mobile Arm Support Attached to Wheelchair, Balanced, Adjustable Rancho Type | Each | Y | 1177.07 | 2/24 Months
| E2628 | Wheelchair Accessory, Sholder Elbow, Mobile Arm Support Attached to Wheelchair, Balanced, Reclining | Each | Y | 873.09 | 2/24 Months
| E2628 RR | Wheelchair Accessory, Sholder Elbow, Mobile Arm Support Attached to Wheelchair, Balanced, Reclining | Day | N | 2.91 | 3 Months
| E2628 U1 | Wheelchair Accessory, Sholder Elbow, Mobile Arm Support Attached to Wheelchair, Balanced, Reclining | Each | Y | 963.87 | 2/24 Months
| E2629 | Wheelchair Accessory, Shoulder Elbow, Mobile Arm Support Attached to Wheelchair, Balanced, Friction Arm Support (Friction Dampening to Proximal and Distal Joints) | Each | Y | 1119.26 | 2/24 Months
| E2629 RR | Wheelchair Accessory, Shoulder Elbow, Mobile Arm Support Attached to Wheelchair, Balanced, Friction Arm Support (Friction Dampening to Proximal and Distal Joints) | Day | N | 3.73 | 3 Months
| E2629 U1 | Wheelchair Accessory, Shoulder Elbow, Mobile Arm Support Attached to Wheelchair, Balanced, Friction Arm Support (Friction Dampening to Proximal and Distal Joints) | Each | Y | 1270.72 | 2/24 Months
| E2630 | Wheelchair Accessory, Shoulder Elbow, Mobile Arm Support Monosuspension Arm and Hand Support, Overhead Elbow Forearm Hand Sling Support, Yoke Type Suspension Support | Each | Y | 746.32 | 2/24 Months
| E2630 RR | Wheelchair Accessory, Shoulder Elbow, Mobile Arm Support Monosuspension Arm and Hand Support, Overhead Elbow Forearm Hand Sling Support, Yoke Type Suspension Support | Day | N | 2.49 | 3 Months
| E2630 U1 | Wheelchair Accessory, Shoulder Elbow, Mobile Arm Support Monosuspension Arm and Hand Support, Overhead Elbow Forearm Hand Sling Support, Yoke Type Suspension Support | Each | Y | 784.72 | 2/24 Months
| E2631 | Wheelchair Accessory, Addition to Mobile Arm Support, Elevating Proximal Arm | Each | N | 356.81 | 2/24 Months
| E2631 RR | Wheelchair Accessory, Addition to Mobile Arm Support, Elevating Proximal Arm | Day | N | 1.19 | 3 Months
| E2631 U1 | Wheelchair Accessory, Addition to Mobile Arm Support, Elevating Proximal Arm | Each | N | 369.3 | 2/24 Months
| E2632 | Wheelchair Accessory, Addition to Mobile Arm Support, Offset or Lateral Rocker | Each | N | 198.39 | 2/24 Months
| E2632 RR | Wheelchair Accessory, Addition to Mobile Arm Support, Offset or Lateral Rocker | Day | N | 0.66 | 3 Months
| E2632 U1 | Wheelchair Accessory, Addition to Mobile Arm Support, Offset or Lateral Rocker | Each | N | 234.81 | 2/24 Months
| E2633 | Wheelchair Accessory, Addition to Mobile Arm Support, Supinator | Each | N | 169.09 | 2/24 Months
| E2633 RR | Wheelchair Accessory, Addition to Mobile Arm Support, Supinator | Day | N | 0.56 | 3 Months
| E2633 U1 | Wheelchair Accessory, Addition to Mobile Arm Support, Supinator | Each | N | 199.17 | 2/24 Months
| K0015 | Detachable, Nonadjustable Height Armrest, Each | Each | N | 160.02 | 2/36 Months
| K0015 RR | Detachable, Nonadjustable Height Armrest, Each | Day | N | 0.51 | 3 Months
| K0015 U1 | Detachable, Nonadjustable Height Armrest, Each (For use only with Group 3 and above) | Each | Y | 223.44 | 2/36 Months
| K0017 | Detachable, Adjustable Height Armrest, Base, Replacement only, Each | Each | N | 51.71 | 2/36 Months
| K0017 RR | Detachable, Adjustable Height Armrest, Base, Replacement only, Each | Day | N | 0.17 | 3 Months
| K0017 U1 | Detachable, Adjustable Height Armrest, Base, Replacement only, Each (For use only with Group 3 and above) | Each | Y | 61.53 | 2/36 Months
| K0018 | Detachable, Adjustable Height Armrest, Upper Portion, Replacement only, Each | Each | N | 29.22 | 2/36 Months
| K0018 RR | Detachable, Adjustable Height Armrest, Upper Portion, Replacement only, Each | Day | N | 0.1 | 3 Months
| K0018 U1 | Detachable, Adjustable Height Armrest, Upper Portion, Replacement only, Each (For use only with Group 3 and above) | Each | Y | 34.37 | 2/36 Months
| K0019 | Arm Pad, Replacement only, Each | Each | N | 15.63 | 2/24 Months
| K0019 U1 | Arm Pad, Each (For use only with Group 3 and above) | Each | Y | 19.69 | 2/24 Months
| K0020 | Fixed, Adjustable Armrest, pair | Each | N | 50.36 | 2/24 Months
| K0020 RR | Fixed, Adjustable Armrest, pair | Day | N | 0.17 | 3 Months
| K0020 U1 | Fixed, Adjustable Armrest, pair (For use only with Group 3 and above) | Each | Y | 55.94 | 2/24 Months
Legrest/Footplate/Leg Trough/Other Leg and Foot Accessories
| E0951 | Heel Loop/Holder, With Or Without Ankle Strap, Each | Each | N | 14.91 | 2/24 Months
| E0951 RR | Heel Loop/Holder, With Or Without Ankle Strap, Each | Day | N | 0.05 | 3/Months/ Year
| E0951 U1 | Heel Loop/Holder, With Or Without Ankle Strap, Each (For use with only Group 3 and above) | Each | Y | 22.87 | 2/24 Months
| E0952 | Toe Loop/Holder, Each | Each | N | 18.17 | 2/24 Months
| E0952 RR | Toe Loop/Holder, Each | Day | N | 0.07 | 3/Months/ Year
| E0952 U1 | Toe Loop/Holder, Each (For use with only Group 3 and above) | Each | Y | 22.69 | 2/24 Months
| E0953 | Wheelchair accessory, lateral thigh or knee support, any type including fixed mounting hardware, each | Each | N | 83.26 | 2/24 Months
| E0953 RR | Wheelchair accessory, lateral thigh or knee support, any type including fixed mounting hardware, each | Day | N | 0.28 | 3/Months
| E0953 U1 | Wheelchair accessory, lateral thigh or knee support, any type including fixed mounting hardware, each | Each | Y | 118.7 | 2/24 Months
| E0954 | Wheelchair accessory, foot box, any type, includes attachment and mounting hardware, each foot | Each | N | 58.35 | 2/24 Months
| E0954 RR | Wheelchair accessory, foot box, any type, includes attachment and mounting hardware, each foot | Day | N | 0.19 | 3/Months
| E0954 U1 | Wheelchair accessory, foot box, any type, includes attachment and mounting hardware, each foot | Each | Y | 74.8 | 2/24 Months
| E0970 | No. 2 Footplates, Except For Elevating Leg Rests | Each | N | 25.31 | 2/60 Months
| E0990 | Wheelchair Accessory, Elevating Leg Rest, Complete Assembly, Each | Each | N | 73.19 | 2/60 Months
| E0990 RR | Wheelchair Accessory, Elevating Leg Rest, Complete Assembly, Each | Day | N | 0.29 | 3 Months
| E0990 U1 | Wheelchair Accessory, Elevating Leg Rest, Complete Assembly, Each (For use only with Grouo 3 and above) | Each | Y | 133.34 | 2/60 Months
| E0995 | Wheelchair Accessory, Calf Rest/Pad, Replacement only, Each | Each | N | 27.35 | 2/24 Months
| E0995 U1 | Wheelchair Accessory, Calf Rest/Pad, Each (For use only with Group 3 and above) | Each | Y | 31.11 | 2/24 Months
| E1009 | Wheelchair Accessory, Addition To Power Seating System, Mechanically Linked Leg Elevation System, Including Pushrod And Leg Rest, Each | Each | Y | P-$ IC | 1/60 Months
| E1009 RR | Wheelchair Accessory, Addition To Power Seating System, Mechanically Linked Leg Elevation System, Including Pushrod And Leg Rest, Each | Day | Y | P-$ IC | 3 Months
| E1010 | Wheelchair Accessory, Addition To Power Seating System, Power Leg Elevation System, Including Leg Rest, Pair | Pair | N | 1280.29 | 1/60 Months
| E1010 RR | Wheelchair Accessory, Addition To Power Seating System, Power Leg Elevation System, Including Leg Rest, Each | Day | N | 4.06 | 3 Months
| K0037 | High Mount Flip-Up Footrest, Each | Each | N | 44.36 | 2/60 Months
| K0037 U1 | High Mount Flip-Up Footrest, (For use only with Group 3 and above) | Each | Y | 49.3 | 2/60 Months
| K0038 | Leg Strap, Each | Each | N | 25.84 | 2/24 Months
| K0038 RR | Leg Strap, Each | Day | N | 0.09 | 3 Months
| K0038 U1 | Leg Strap, Each (For use only with Group 3 and above) | Each | y | 29.24 | 2/24 Months
| K0039 | Leg Strap, H Style, Each | Each | N | 55.49 | 2/24 Months
| K0039 RR | Leg Strap, H Style, Each | Day | N | 0.19 | 3 Months
| K0039 U1 | Leg Strap, H Style, Each (For use only with Group 3 and above) | Each | Y | 64.88 | 2/24 Months
| K0040 | Adjustable Angle Footplate, Each | Each | N | 60.05 | 2/60 Months
| K0040 RR | Adjustable Angle Footplate, Each | Day | N | 0.2 | 3 Months
| K0040 U1 | Adjustable Angle Footplate, Each (For use with Group 3 and above) | Each | Y | 89.94 | 2/60 Months
| K0041 | Large Size Footplate, Each | Each | N | 53.03 | 2/60 Months
| K0041 RR | Large Size Footplate, Each | Day | N | 0.18 | 3 Months
| K0041 U1 | Large Size Footplate, Each (For use with Group 3 and Above) | Each | Y | 63.72 | 2/60 Months
| K0042 | Standard Size Footplate,Replacement only, Each | Each | N | 34.06 | 2/60 Months
| K0042 U1 | Standard Size Footplate, Replacement only, Each (For use with only Group 3 and above) | Each | Y | 43.84 | 2/60 Months
| K0043 | Footrest, Lower Extension Tube, Replacement only,Each | Each | N | 21.02 | 2/36 Months
| K0043 U1 | Footrest, Lower Extension Tube, Replacement only, Each (For use with only Group 3 and above) | Each | Y | 23.51 | 2/36 Months
| K0044 | Footrest, Upper Hanger Bracket, Replacement only, Each | Each | N | 18.04 | 2/36 Months
| K0044 U1 | Footrest, Upper Hanger Bracket, Replacement only, Each (For use with only Group 3 and above) | Each | Y | 20.05 | 2/36 Months
| K0045 | Footrest, Complete Assembly, Replacement only, Each | Each | N | 60.17 | 2/36 Months
| K0045 U1 | Footrest, Complete Assembly, Replacement only (For use with only Group 3 and above) | Each | Y | 68.19 | 2/36 Months
| K0046 | Elevating Legrest, Lower Extension Tube, Replacement only, Each | Each | N | 21.15 | 2/36 Months
| K0046 U1 | Elevating Legrest, Lower Extension Tube, Replacement only, Each (For use with only Group 3 and above) | Each | Y | 23.51 | 2/36 Months
| K0047 | Elevating Legrest, Upper Hanger Bracket, Replacement only, Each | Each | N | 74.78 | 2/36 Months
| K0047 U1 | Elevating Legrest, Upper Hanger Bracket, Replacement only, Each (For use with only Group 3 and above) | Each | Y | 92.1 | 2/36 Months
| K0050 | Ratchet Assembly, Replacement only | Each | N | 34.7 | 2/36 Months
| K0051 | Cam Release Assembly, Footrest Or Legrest,Replacement only, Each | Each | N | 51.88 | 2/36 Months
| K0051 U1 | Cam Release Assembly, Footrest Or Legrest, Replacement only, Each (For use with only Group 3 and above) | Each | Y | 63.35 | 2/36 Months
| K0052 | Swing Away Detachable Footrest, Replacements only, Each | Each | N | 79.21 | 2/36 Months
| K0052 U1 | Swing Away Detachable Footrest, Replacement only, (For use with only Group 3 and above) | Each | Y | 111.35 | 2/36 Months
| K0053 | Elevating Foot Rests, Articulating (Telescoping), Each | Each | Y | 100.36 | 2/36 Months
| K0053 RR | Elevating Foot Rests, Articulating (Telescoping), Each | Day | Y | 0.33 | 3 Months
| K0053 U1 | Elevating Foot Rests, Articulating (Telescoping), Each (For use with only Group 3 and above) | Each | Y | 122.85 | 2/36 Months
| K0195 | Elevating Leg Rest, Pair | Pair | N | 236.37 | 1/36 Months
| K0195 RR | Elevating Leg Rest, Pair | Day | N | 0.42 | 3 Months
Planar Back/Back Cushion and Upholstery
| E0982 | Wheelchair Accessory, Back Upholstery, Replacement Only, Each | Each | N | 50.43 | 1/24 Months
| E0982 U1 | Wheelchair Accessory, Back Upholstery, Replacement Only, Each (For use with only Group 3 and above) | Each | Y | 61.46 | 1/24 Months
| E2291 | Back, Planar, For Pediatric Size Wheelchair Including Fixed Attaching Hardware | Each | Y | 262.77 | 1/24 Months
| E2291 RR | Back, Planar, For Pediatric Size Wheelchair Including Fixed Attaching Hardware | Day | Y | 0.85 | 3 Months
| E2293 | Back, Contoured, For Pediatric Size Wheelchair Including Fixed Attaching Hardware | Each | Y | 434.14 | 1/24 Months
| E2293 RR | Back, Contoured, For Pediatric Size Wheelchair Including Fixed Attaching Hardware | Day | Y | 1.4 | 3 Months
| E2611 | General Use Wheelchair Back Cushion, Width Less Than 22 Inches, Any Height, Including Any Type Mounting Hardware | Each | Y | 173.92 | 1/24 Months
| E2611 U1 | General Use Wheelchair Back Cushion, Width Less Than 22 Inches, Any Height, Including Any Type Mounting Hardware (For use only with Group 3 and above) | Each | y | 376.16 | 1/24 Months
| E2612 | General Use Wheelchair Back Cushion, Width 22 Inches Or Greater, Any Height, Including Any Type Mounting Hardware | Each | Y | 336.88 | 1/24 Months
| E2612 U1 | General Use Wheelchair Back Cushion, Width 22 Inches Or Greater, Any Height, Including Any Type Mounting Hardware (For use only with Group 3 and above) | Each | Y | 508.84 | 1/24 Months
| E2613 | Positioning Wheelchair Back Cushion, Posterior, Width Less Than 22 Inches, Any Height, Including Any Type Mounting Hardware | Each | Y | 354.88 | 1/24 Months
| E2613 U1 | Positioning Wheelchair Back Cushion, Posterior, Width Less Than 22 Inches, Any Height, Including Any Type Mounting Hardware (For use only with Group 3 and above) | Each | Y | 473.32 | 1/24 Months
| E2614 | Positioning Wheelchair Back Cushion, Posterior, Width 22 Inches Or Greater, Any Height, Including Any Type Mounting Hardware | Each | Y | 517.8 | 1/24 Months
| E2614 U1 | Positioning Wheelchair Back Cushion, Posterior, Width 22 Inches Or Greater, Any Height, Including Any Type Mounting Hardware (For use only with Group 3 and above) | Each | Y | 655.04 | 1/24 Months
| E2615 | Positioning Wheelchair Back Cushion, Posterior-Lateral, Width Less Than 22 Inches, Any Height, Including Any Type Mounting Hardware | Each | Y | 418.98 | 1/24 Months
| E2615 U1 | Positioning Wheelchair Back Cushion, Posterior-Lateral, Width Less Than 22 Inches, Any Height, Including Any Type Mounting Hardware (For use only with Group 3 and above) | Each | Y | 544.69 | 1/24 Months
| E2616 | Positioning Wheelchair Back Cushion, Posterior-Lateral, Width 22 Inches Or Greater, Any Height, Including Any Type Mounting Hardware | Each | Y | 549.08 | 1/24 Months
| E2616 U1 | Positioning Wheelchair Back Cushion, Posterior-Lateral, Width 22 Inches Or Greater, Any Height, Including Any Type Mounting Hardware (For use only with Group 3 and above) | Each | Y | 732.89 | 1/24 Months
| E2617 | Custom Fabricated Wheelchair Back Cushion, Any Size, Including Any Type Mounting Hardware | Each | Y | P-$ IC | 1/24 Months
| E2620 | Positioning Wheelchair Back Cushion, Planar Back With Lateral Supports, Width Less Than 22 Inches, Any Height, Including Any Type Mounting Hardware | Each | Y | 408.75 | 1/24 Months
| E2620 U1 | Positioning Wheelchair Back Cushion, Planar Back With Lateral Supports, Width Less Than 22 Inches, Any Height, Including Any Type Mounting Hardware (For use only with Group 3 and above) | Each | Y | 659.54 | 1/24 Months
| E2621 | Positioning Wheelchair Back Cushion, Planar Back With Lateral Supports, Width 22 Inches Or Greater, Any Height, Including Any Type Mounting Hardware | Each | Y | 525.73 | 1/24 Months
| E2621 U1 | Positioning Wheelchair Back Cushion, Planar Back With Lateral Supports, Width 22 Inches Or Greater, Any Height, Including Any Type Mounting Hardware (For use only with Group 3 and above) | Each | Y | 692.15 | 1/24/ Months
Seat Insert/ Seat Cushion and Upholstery
| E0981 | Wheelchair Accessory, Seat Upholstery, Replacement Only, Each | Each | N | 45.55 | 1/24 Months
| E0992 | Manual Wheelchair Accessory, Solid Seat Insert | Each | N | 87.18 | 1/24 Months
| E0992 RR | Manual Wheelchair Accessory, Solid Seat Insert | Day | N | 0.29 | 3 Months
| E2231 | Manual Wheelchair Accessory, Solid Seat Support base (replaces sling seat) | Each | N | 151.93 | 1/24 Months
| E2231 RR | Manual Wheelchair Accessory, Solid Seat Support base (replaces sling seat) | Day | N | 0.51 | 3 Months
| E2601 | General Use Wheelchair Seat Cushion, Width Less Than 22 Inches, Any Depth | Each | Y | 46.97 | 1/24 Months
| E2601 U1 | General Use Wheelchair Seat Cushion, Width Less Than 22 Inches, Any Depth (For use only with Group 3 and above) | Each | Y | 73.65 | 1/24 Months
| E2602 | General Use Wheelchair Seat Cushion, Width 22 Inches Or Greater, Any Depth | Each | Y | 94.97 | 1/24 Months
| E2602 U1 | General Use Wheelchair Seat Cushion, Width 22 Inches Or Greater, Any Depth (For use only with Group 3 and above) | Each | Y | 143.78 | 1/24 Months
| E2603 | Skin Protection Wheelchair Seat Cushion, Width Less Than 22 Inches, Any Depth | Each | Y | 121.76 | 1/24 Months
| E2603 U1 | Skin Protection Wheelchair Seat Cushion, Width Less Than 22 Inches, Any Depth (For use only with Group 3 and above) | Each | Y | 182.54 | 1/24 Months
| E2604 | Skin Protection Wheelchair Seat Cushion, Width 22 Inches Or Greater, Any Depth | Each | Y | 166.61 | 1/24 Months
| E2604 U1 | Skin Protection Wheelchair Seat Cushion, Width 22 Inches Or Greater, Any Depth (For use only with Group 3 and above) | Each | Y | 226.91 | 1/24 Months
| E2605 | Positioning Wheelchair Seat Cushion, Width Less Than 22 Inches, Any Depth | Each | Y | 238.21 | 1/24 Months
| E2605 U1 | Positioning Wheelchair Seat Cushion, Width Less Than 22 Inches, Any Depth (For use only with Group 3 and above) | Each | Y | 324.15 | 1/24 Months
| E2606 | Positioning Wheelchair Seat Cushion, Width 22 Inches Or Greater, Any Depth | Each | Y | 452.04 | 1/24 Months
| E2606 U1 | Positioning Wheelchair Seat Cushion, Width 22 Inches Or Greater, Any Depth (For use only with Group 3 and above) | Each | Y | 505.69 | 1/24 Months
| E2607 | Skin Protection And Positioning Wheelchair Seat Cushion, Width Less Than 22 Inches, Any Depth | Each | Y | 229.76 | 1/24 Months
| E2607 U1 | Skin Protection And Positioning Wheelchair Seat Cushion, Width Less Than 22 Inches, Any Depth (For use only with Group 3 and above) | Each | Y | 349.05 | 1/24 Months
| E2608 | Skin Protection And Positioning Wheelchair Seat Cushion, Width 22 Inches Or Greater, Any Depth | Each | Y | 301.57 | 1/24 Months
| E2608 U1 | Skin Protection And Positioning Wheelchair Seat Cushion, Width 22 Inches Or Greater, Any Depth (For use only with Group 3 and above) | Each | Y | 419.17 | 1/24 Months
| E2609 | Custom Fabricated Wheelchair Seat Cushion, Any Size | Each | Y | P-$ IC | 1/24 Months
| E2610 | Wheelchair Seat Cushion, Powered | Each | Y | P-$ IC | 1/24 Months
| E2619 | Replacement Cover For Wheelchair Seat Cushion Or Back Cushion, Each | Each | Y | 53.7 | 1/24 Months
| E2619 U1 | Replacement Cover For Wheelchair Seat Cushion Or Back Cushion, Each (For use only with Group 3 and above) | Each | Y | 61.78 | 1/24 Months
| E2622 | Skin protection wheelchair seat cushion, adjustable, width less than 22 inches, any depth | Each | Y | 340.68 | 1/24 Months
| E2622 RR | Skin protection wheelchair seat cushion, adjustable, width less than 22 inches, any depth | Day | Y | 1.14 | 3 Months
| E2622 U1 | Skin protection wheelchair seat cushion, adjustable, width less than 22 inches, any depth | Each | Y | 399.17 | 1/24 Months
| E2623 | Skin protection wheelchair seat cushion, adjustable, width 22 inches or greater, any depth | Each | Y | 430.81 | 1/24 Months
| E2623 RR | Skin protection wheelchair seat cushion, adjustable, width 22 inches or greater, any depth | Day | Y | 1.44 | 3 Months
| E2624 | Skin protection and positioning wheelchair seat cushion, adjustable, width less than 22 inches, any depth | Each | Y | 346.19 | 1/24 Months
| E2624 RR | Skin protection and positioning wheelchair seat cushion, adjustable, width less than 22 inches, any depth | Day | Y | 1.15 | 3 Months
| E2624 U1 | Skin protection and positioning wheelchair seat cushion, adjustable, width less than 22 inches, any depth (For use only with Group 3 and above) | Each | Y | 402.45 | 1/24 Months
| E2625 | Skin protection and positioning wheelchair seat cushion, adjustable, width 22 inches or greater, any depth | Each | Y | 428.44 | 1/24 Months
| E2625 RR | Skin protection and positioning wheelchair seat cushion, adjustable, width 22 inches or greater, any depth | Day | Y | 1.43 | 3 Months
| E2625 U1 | Skin protection and positioning wheelchair seat cushion, adjustable, width 22 inches or greater, any depth (For use only with Group 3 and above) | Each | Y | 509.48 | 1/24 Months
Seat Width/Depth/Seat Height
| E1296 | Special Wheelchair Seat, Height From Floor | Each | N | 525.5 | 1/60 Months
| E1296 RR | Special Wheelchair Seat, Height From Floor | Day | N | 1.78 | 3 Months
| E1297 | Special Wheelchair Seat Depth, By Upholstery | Each | N | 131.54 | 1/60 Months
| E1297 RR | Special Wheelchair Seat Depth, By Upholstery | Day | N | 0.49 | 3 Months
| E1298 | Special Wheelchair Seat Depth And/Or Width, By Construction | Each | N | 532.74 | 1/60 Months
| E1298 RR | Special Wheelchair Seat Depth And/Or Width, By Construction | Day | N | 1.82 | 3 Months
| E2201 | Manual Wheelchair Accessory, Nonstandard Seat Frame, Width Greater Than Or Equal To 20 Inches And Less Than 24 Inches | Each | N | 309.82 | 1/60 Months
| E2201 RR | Manual Wheelchair Accessory, Nonstandard Seat Frame, Width Greater Than Or Equal To 20 Inches And Less Than 24 Inches | Day | N | 1.03 | 3 Months
| E2202 | Manual Wheelchair Accessory, Nonstandard Seat Frame Width, 24-27 Inches | Each | N | 471.03 | 1/60 Months
| E2202 RR | Manual Wheelchair Accessory, Nonstandard Seat Frame Width, 24-27 Inches | Day | N | 1.57 | 3 Months
| E2203 | Manual Wheelchair Accessory, Nonstandard Seat Frame Depth, 20 To Less Than 22 Inches | Each | N | 475.66 | 1/60 Months
| E2203 RR | Manual Wheelchair Accessory, Nonstandard Seat Frame Depth, 20 To Less Than 22 Inches | Day | N | 1.59 | 3 Months
| E2204 | Manual Wheelchair Accessory, Nonstandard Seat Frame Depth, 22 To 25 Inches | Each | N | 830.67 | 1/60 Months
| E2204 RR | Manual Wheelchair Accessory, Nonstandard Seat Frame Depth, 22 To 25 Inches | Day | N | 2.77 | 3 Months
| E2292 | Seat, Planar, For Pediatric Size Wheelchair Including Fixed Attaching Hardware | Each | Y | 262.77 | 1/60 Months
| E2292 RR | Seat, Planar, For Pediatric Size Wheelchair Including Fixed Attaching Hardware | Day | Y | 0.85 | 3 Months
| E2294 | Seat, Contoured, For Pediatric Size Wheelchair Including Fixed Attaching Hardware | Each | Y | 434.14 | 1/60 Months
| E2294 RR | Seat, Contoured, For Pediatric Size Wheelchair Including Fixed Attaching Hardware | Day | Y | 1.4 | 3 Months
| E2340 | Power Wheelchair Accessory, Nonstandard Seat Frame Width, 20-23 Inches | Each | Y | 450.61 | 1/60 Months
| E2340 RR | Power Wheelchair Accessory, Nonstandard Seat Frame Width, 20-23 Inches | Day | Y | 1.5 | 3 Months
| E2341 | Power Wheelchair Accessory, Nonstandard Seat Frame Width, 24-27 Inches | Each | Y | 675.99 | 1/60 Months
| E2341 RR | Power Wheelchair Accessory, Nonstandard Seat Frame Width, 24-27 Inches | Day | Y | 2.25 | 3 Months
| E2342 | Power Wheelchair Accessory, Nonstandard Seat Frame Depth, 20 Or 21 Inches | Each | Y | 563.34 | 1/60 Months
| E2342 RR | Power Wheelchair Accessory, Nonstandard Seat Frame Depth, 20 Or 21 Inches | Day | Y | 1.88 | 3 Months
| E2343 | Power Wheelchair Accessory, Nonstandard Seat Frame Depth, 22-25 Inches | Each | Y | 901.34 | 1/60 Months
| E2343 RR | Power Wheelchair Accessory, Nonstandard Seat Frame Depth, 22-25 Inches | Day | Y | 3 | 3 Months
| K0056 | Seat Height Less Than 17 Or Equal To Or Greater Than 21 For A High Strength, Lightweight, Or Ultralightweight Wheelchair | Each | N | 107.25 | 1/60 Months
| K0056 RR | Seat Height Less Than 17 Or Equal To Or Greater Than 21 For A High Strength, Lightweight, Or Ultralightweight Wheelchair | Day | N | 0.36 | 3 Months
Support Pads
| E0956 | Wheelchair Accessory, Lateral Trunk Or Hip Support, Prefabricated, Including Fixed Mounting Hardware | Each | Y | 88.57 | 2/36 Months
| E0956 RR | Wheelchair Accessory, Lateral Trunk Or Hip Support, Prefabricated, Including Fixed Mounting Hardware | Day | N | 0.3 | 3 Months
| E0956 U1 | Wheelchair Accessory, Lateral Trunk Or Hip Support, Prefabricated, Including Fixed Mounting Hardware (For use with Group 3 and avove) | Each | Y | 118.7 | 2/36 Months
| E0957 | Wheelchair Accessory, Medial Thigh Support, Prefabricated, Including Fixed Mounting Hardware | Each | Y | 138.36 | 1/36 Months
| E0957 RR | Wheelchair Accessory, Medial Thigh Support, Prefabricated, Including Fixed Mounting Hardware | Day | Y | 0.46 | 3 Months
| E0957 U1 | Wheelchair Accessory, Medial Thigh Support, Prefabricated, Including Fixed Mounting Hardware (For use with Group 3 and above) | Each | Y | 166.12 | 2/36 Months
Harness/Vest/Positioning Belt
| E0960 | Wheelchair Accessory, Shoulder Harness/Straps Or Chest Strap, Including Any Type Mounting Hardware | Each | N | 84.69 | 1/60 Months
| E0960 RR | Wheelchair Accessory, Shoulder Harness/Straps Or Chest Strap, Including Any Type Mounting Hardware | Day | N | 0.28 | 3 Months
| E0960 U1 | Wheelchair Accessory, Shoulder Harness/Straps Or Chest Strap, Including Any Type Mounting Hardware (For use with Group 3 and above) | Each | Y | 109.57 | 1/60 Months
| E0978 | Wheelchair Accessory, Safety Belt/Pelvic Strap, Each | Each | N | 29.78 | 1/36 Months
| E0978 RR | Wheelchair Accessory, Safety Belt/Pelvic Strap, Each | Day | N | 0.1 | 3 Months
| E0978 U1 | Wheelchair Accessory, Safety Belt/Pelvic Strap, Each (For use only with Group 3 and above) | Each | Y | 46.46 | 1/36 Months
| E0980 | Safety Vest, Wheelchair | Each | N | 41.09 | 1/60 Months
| E0980 RR | Safety Vest, Wheelchair | Day | N | 0.14 | 3 Months
Tray
| E0950 | Wheelchair Accessory, Tray, Each | Each | N | 87.93 | 1/60 Months
| E0950 RR | Wheelchair Accessory, Tray, Each | Day | N | 0.29 | 3 Months
| E0950 U1 | Wheelchair Accessory, Tray, Each (This code is for use with Group 3 and above) | Each | Y | 125.19 | 1/60 Months
| E1029 | Wheelchair Accessory, Ventilator Tray, Fixed | Each | Y | 420.42 | 1/60 Months
| E1029 RR | Wheelchair Accessory, Ventilator Tray, Fixed | Day | Y | 1.33 | 3 Months
| E1030 | Wheelchair Accessory, Ventilator Tray, Gimbaled | Each | Y | 1326.1 | 1/60 Months
| E1030 RR | Wheelchair Accessory, Ventilator Tray, Gimbaled | Day | Y | 4.21 | 3 Months
Electronic Controls
| E2298 | Complex rehabilitative power wheelchair accessory, power seat elevation system, any type | Each | Y | P-$ IC | 1/60 Months
| E2298 | Complex rehabilitative power wheelchair accessory, power seat elevation system, any type | Day | Y | P-$ IC | 3 Months
| E2301 | Power Wheelchair Accessory, Power Standing System, any type | Each | Y | P-$ IC | 1/60 Months
| E2301 RR | Power Wheelchair Accessory, Power Standing System | Day | Y | P-$ IC | 3 Months
| E2310 | Power Wheelchair Accessory, Electronic Connection Between Wheelchair Controller And One Power Seating System Motor, Including All Related Electronics, Indicator Feature, Mechanical Function Selection Switch, And Fixed Mounting Hardware | Each | Y | 1248.66 | 1/60 Months
| E2310 RR | Power Wheelchair Accessory, Electronic Connection Between Wheelchair Controller And One Power Seating System Motor, Including All Related Electronics, Indicator Feature, Mechanical Function Selection Switch, And Fixed Mounting Hardware | Day | Y | 3.96 | 3 Months
| E2310 U1 | Power Wheelchair Accessory, Electronic Connection Between Wheelchair Controller And One Power Seating System Motor, Including All Related Electronics, Indicator Feature, Mechanical Function Selection Switch, And Fixed Mounting Hardware | Each | Y | 1387.39 | 1/60 Months
| E2311 | Power Wheelchair Accessory, Electronic Connection Between Wheelchair Controller And Two Or More Power Seating System Motors, Including All Related Electronics, Indicator Feature, Mechanical Function Selection Switch, And Fixed Mounting Hardware | Each | Y | 2519.74 | 1/60 Months
| E2311 RR | Power Wheelchair Accessory, Electronic Connection Between Wheelchair Controller And Two Or More Power Seating System Motors, Including All Related Electronics, Indicator Feature, Mechanical Function Selection Switch, And Fixed Mounting Hardware | Day | Y | 8 | 3 Months
| E2311 U1 | Power Wheelchair Accessory, Electronic Connection Between Wheelchair Controller And Two Or More Power Seating System Motors, Including All Related Electronics, Indicator Feature, Mechanical Function Selection Switch, And Fixed Mounting Hardware | Each | Y | 2995.86 | 1/60 Months
| E2312 | Power wheelchair accessory, hand or chin control interface, mini-proportional remote joystick, proportional, including fixed mounting hardware | Each | Y | 2560.58 | 1/60 Months
| E2312 RR | Power wheelchair accessory, hand or chin control interface, mini-proportional remote joystick, proportional, including fixed mounting hardware | Day | Y | 8.13 | 3 Months
| E2313 | Power wheelchair accessory, harness for upgrade to expandable controller, including all fasterners, connectors and mounting hardware, each | Each | Y | 406.85 | 1/60 Months
| E2313 RR | Power wheelchair accessory, harness for upgrade to expandable controller, including all fasterners, connectors and mounting hardware, each | Day | Y | 1.29 | 3 Months
| E2321 | Power Wheelchair Accessory, Hand Control Interface, Remote Joystick, Nonproportional, Including All Related Electronics, Mechanical Stop Switch, And Fixed Mounting Hardware | Each | Y | 1696.67 | 1/60 Months
| E2321 RR | Power Wheelchair Accessory, Hand Control Interface, Remote Joystick, Nonproportional, Including All Related Electronics, Mechanical Stop Switch, And Fixed Mounting Hardware | Day | Y | 5.39 | 3 Months
| E2321 U1 | Power Wheelchair Accessory, Hand Control Interface, Remote Joystick, Nonproportional, Including All Related Electronics, Mechanical Stop Switch, And Fixed Mounting Hardware | Each | Y | 3273.35 | 1/60 Months
| E2322 | Power Wheelchair Accessory, Hand Control Interface, Multiple Mechanical Switches, Nonproportional, Including All Related Electronics, Mechanical Stop Switch, And Fixed Mounting Hardware | Each | Y | 1602.98 | 1/60 Months
| E2322 RR | Power Wheelchair Accessory, Hand Control Interface, Multiple Mechanical Switches, Nonproportional, Including All Related Electronics, Mechanical Stop Switch, And Fixed Mounting Hardware | Day | Y | 5.09 | 3 Months
| E2322 U1 | Power Wheelchair Accessory, Hand Control Interface, Multiple Mechanical Switches, Nonproportional, Including All Related Electronics, Mechanical Stop Switch, And Fixed Mounting Hardware | Each | Y | 3466.26 | 1/60 Months
| E2323 | Power Wheelchair Accessory, Specialty Joystick Handle For Hand Control Interface, Prefabricated | Each | Y | 74.41 | 1/60 Months
| E2323 RR | Power Wheelchair Accessory, Specialty Joystick Handle For Hand Control Interface, Prefabricated | Day | Y | 0.25 | 3 Months
| E2323 U1 | Power Wheelchair Accessory, Specialty Joystick Handle For Hand Control Interface, Prefabricated (For use only with Group 3 and above) | Each | Y | 83.3 | 1/60 Months
| E2324 | Power Wheelchair Accessory, Chin Cup For Chin Control Interface | Each | Y | 47.49 | 1/60 Months
| E2324 RR | Power Wheelchair Accessory, Chin Cup For Chin Control Interface | Day | Y | 0.16 | 3 Months
| E2324 U1 | Power Wheelchair Accessory, Chin Cup For Chin Control Interface (For use with only Group 3 and above) | Each | Y | 52.77 | 1/60 Months
| E2325 | Power Wheelchair Accessory, Sip And Puff Interface, Nonproportional, Including All Related Electronics, Mechanical Stop Switch, And Manual Swing Away Mounting Hardware | Each | Y | 1532.03 | 1/60 Months
| E2325 RR | Power Wheelchair Accessory, Sip And Puff Interface, Nonproportional, Including All Related Electronics, Mechanical Stop Switch, And Manual Swing Away Mounting Hardware | Day | Y | 4.86 | 6 Months
| E2325 U1 | Power Wheelchair Accessory, Sip And Puff Interface, Nonproportional, Including All Related Electronics, Mechanical Stop Switch, And Manual Swing Away Mounting Hardware | Each | Y | 1703.1 | 1/60 Months
| E2326 | Power Wheelchair Accessory, Breathe Tube Kit For Sip And Puff Interface | Each | Y | 395.22 | 1/60 months
| E2326 RR | Power Wheelchair Accessory, Breathe Tube Kit For Sip And Puff Interface | Day | Y | 1.25 | 6 Months
| E2326 U1 | Power Wheelchair Accessory, Breathe Tube Kit For Sip And Puff Interface | Each | Y | 439.19 | 1/60 months
| E2327 | Power Wheelchair Accessory, Head Control Interface, Mechanical, Proportional, Including All Related Electronics, Mechanical Direction Change Switch, And Fixed Mounting Hardware | Each | Y | 2972.76 | 1/60 Months
| E2327 RR | Power Wheelchair Accessory, Head Control Interface, Mechanical, Proportional, Including All Related Electronics, Mechanical Direction Change Switch, And Fixed Mounting Hardware | Day | Y | 9.44 | 3 Months
| E2327 U1 | Power Wheelchair Accessory, Head Control Interface, Mechanical, Proportional, Including All Related Electronics, Mechanical Direction Change Switch, And Fixed Mounting Hardware | Each | Y | 5018.42 | 1/60 Months
| E2328 | Power Wheelchair Accessory, Head Control Or Extremity Control Interface, Electronic, Proportional, Including All Related Electronics And Fixed Mounting Hardware | Each | Y | 5639.18 | 1/60 Months
| E2328 RR | Power Wheelchair Accessory, Head Control Or Extremity Control Interface, Electronic, Proportional, Including All Related Electronics And Fixed Mounting Hardware | Day | Y | 17.9 | 3 Months
| E2328 U1 | Power Wheelchair Accessory, Head Control Or Extremity Control Interface, Electronic, Proportional, Including All Related Electronics And Fixed Mounting Hardware | Each | Y | 6265.85 | 1/60 Months
| E2329 | Power Wheelchair Accessory, Head Control Interface, Contact Switch Mechanism, Nonproportional, Including All Related Electronics, Mechanical Stop Switch, Mechanical Direction Change Switch, Head Array, And Fixed Mounting Hardware | Each | Y | 2009.83 | 1/60 Months
| E2329 RR | Power Wheelchair Accessory, Head Control Interface, Contact Switch Mechanism, Nonproportional, Including All Related Electronics, Mechanical Stop Switch, Mechanical Direction Change Switch, Head Array, And Fixed Mounting Hardware | Day | Y | 6.38 | 3 Months
| E2329 U1 | Power Wheelchair Accessory, Head Control Interface, Contact Switch Mechanism, Nonproportional, Including All Related Electronics, Mechanical Stop Switch, Mechanical Direction Change Switch, Head Array, And Fixed Mounting Hardware | Each | Y | 2233.01 | 1/60 Months
| E2330 | Power Wheelchair Accessory, Head Control Interface, Proximity Switch Mechanism, Nonproportional, Including All Related Electronics, Mechanical Stop Switch, Mechanical Direction Change Switch, Head Array, And Fixed Mounting Hardware | Each | Y | 3894.24 | 1/60 Months
| E2330 RR | Power Wheelchair Accessory, Head Control Interface, Proximity Switch Mechanism, Nonproportional, Including All Related Electronics, Mechanical Stop Switch, Mechanical Direction Change Switch, Head Array, And Fixed Mounting Hardware | Day | Y | 12.36 | 3 Months
| E2330 U1 | Power Wheelchair Accessory, Head Control Interface, Proximity Switch Mechanism, Nonproportional, Including All Related Electronics, Mechanical Stop Switch, Mechanical Direction Change Switch, Head Array, And Fixed Mounting Hardware | Each | Y | 4326.97 | 1/60 Months
| E2331 | Power Wheelchair Accessory, Attendant Control, Proportional, Including All Related Electronics And Fixed Mounting Hardware | Each | Y | P-$ IC | 1/60 Months
| E2331 RR | Power Wheelchair Accessory, Attendant Control, Proportional, Including All Related Electronics And Fixed Mounting Hardware | Day | Y | P-$ IC | 3 Months
| E2351 | Power Wheelchair Accessory, Electronic Interface To Operate Speech Generating Device Using Power Wheelchair Control Interface | Each | Y | 757.46 | 1/60 Months
| E2351 RR | Power Wheelchair Accessory, Electronic Interface To Operate Speech Generating Device Using Power Wheelchair Control Interface | Day | Y | 2.52 | 3 Months
| E2351 U1 | Power Wheelchair Accessory, Electronic Interface To Operate Speech Generating Device Using Power Wheelchair Control Interface (For use only with Group 3 and above) | Each | Y | 841.33 | 1/60 Months
| E2373 | Power Wheelchair Accessory, Hand Or Chin Control Interface, compact remote joysitck, proportional, including fixed mounting hardware | Each | Y | 892.63 | 1/60 Months
| E2373 RR | Power Wheelchair Accessory, Hand Or Chin Control Interface, Mini-Proportional, Compact, Or Short Throw Remote Joystick Or Touchpad, Proportional, Including All Related Electronics And Fixed Mounting Hardware | Day | Y | 2.83 | 3 Months
| E2373 U1 | Power Wheelchair Accessory, Hand Or Chin Control Interface, compact remote joysitck, proportional, including fixed mounting hardware | Each | Y | 1530.22 | 1/60 Months
| E2374 | Power Wheelchair Accessory, Hand Or Chin Control Interface, Standard Remote Joystick (Not Including Controller), Proportional, Including All Related Electronics And Fixed Mounting Hardware, Replacement Only | Each | Y | 575.7 | 1/60 Months
| E2374 U1 | Power Wheelchair Accessory, Hand Or Chin Control Interface, Standard Remote Joystick (Not Including Controller), Proportional, Including All Related Electronics And Fixed Mounting Hardware, Replacement Only | Each | Y | 675.49 | 1/60 Months
| E2375 | Power Wheelchair Accessory, Non-Expandable Controller, Including All Related Electronics And Mounting Hardware, Replacement Only | Each | Y | 846.14 | 1/60 Months
| E2375 U1 | Power Wheelchair Accessory, Non-Expandable Controller, Including All Related Electronics And Mounting Hardware, Replacement Only (For use only with Group 3 and above) | Each | Y | 1082.76 | 1/60 Months
| E2376 | Power Wheelchair Accessory, Expandable Controller, Including All Related Electronics And Mounting Hardware, Replacement Only | Each | Y | 1429.39 | 1/60 Months
| E2376 U1 | Power Wheelchair Accessory, Expandable Controller, Including All Related Electronics And Mounting Hardware, Replacement Only | Each | Y | 1697.51 | 1/60 Months
| E2377 | Power Wheelchair Accessory, Expandable Controller, Including All Related Electronics And Mounting Hardware, Upgrade Provided At Initial Issue | Each | Y | 529.62 | 1/60 Months
| E2377 U1 | Power Wheelchair Accessory, Expandable Controller, Including All Related Electronics And Mounting Hardware, Upgrade Provided At Initial Issue | Each | Y | 613.78 | 1/60 Months
| E2377 RR | Power Wheelchair Accessory, Expandable Controller, Including All Related Electronics And Mounting Hardware, Upgrade Provided At Initial Issue | Day | Y | 1.68 | 3 Months
| E2378 | Power Wheelchair Component, actuator, replacement only | each | Y | 645.41 | 1/36 Month
Tilt and/or Recline
| E1002 | Wheelchair Accessory, Power Seating System, Tilt Only | Each | Y | 4264.39 | 1/60 Months
| E1002 RR | Wheelchair Accessory, Power Seating System, Tilt Only | Day | Y | 13.54 | 3 Months
| E1002 U1 | Wheelchair Accessory, Power Seating System, Tilt Only | Each | Y | 5124.84 | 1/60 Months
| E1003 | Wheelchair Accessory, Power Seating System, Recline Only, Without Shear Reduction | Each | Y | 4991.28 | 1/60 Months
| E1003 RR | Wheelchair Accessory, Power Seating System, Recline Only, Without Shear Reduction | Day | Y | 15.85 | 3 Months
| E1003 U1 | Wheelchair Accessory, Power Seating System, Recline Only, Without Shear Reduction | Each | Y | 5552.69 | 1/60 Months
| E1004 | Wheelchair Accessory, Power Seating System, Recline Only, With Mechanical Shear Reduction | Each | Y | 5486.17 | 1/60 Months
| E1004 RR | Wheelchair Accessory, Power Seating System, Recline Only, With Mechanical Shear Reduction | Day | Y | 17.42 | 3 Months
| E1004 U1 | Wheelchair Accessory, Power Seating System, Recline Only, With Mechanical Shear Reduction | Each | Y | 6156.62 | 1/60 Months
| E1005 | Wheelchair Accessory, Power Seating System, Recline Only, With Power Shear Reduction | Each | Y | 5997.6 | 1/60 Months
| E1005 RR | Wheelchair Accessory, Power Seating System, Recline Only, With Power Shear Reduction | Day | Y | 19.04 | 3 Months
| E1005 U1 | Wheelchair Accessory, Power Seating System, Recline Only, With Power Shear Reduction | Each | Y | 6664.27 | 1/60 Months
| E1006 | Wheelchair Accessory, Power Seating System, Combination Tilt And Recline, Without Shear Reduction | Each | Y | 7346.38 | 1/60 Months
| E1006 RR | Wheelchair Accessory, Power Seating System, Combination Tilt And Recline, Without Shear Reduction | Day | Y | 23.32 | 3/Months
| E1006 U1 | Wheelchair Accessory, Power Seating System, Combination Tilt And Recline, Without Shear Reduction | Each | Y | 8162.7 | 1/60 Months
| E1007 | Wheelchair Accessory, Power Seating System, Combination Tilt And Recline, With Mechanical Shear Reduction | Each | Y | 9184.98 | 1/60 Months
| E1007 RR | Wheelchair Accessory, Power Seating System, Combination Tilt And Recline, With Mechanical Shear Reduction | Day | Y | 29.16 | 3 Months
| E1007 U1 | Wheelchair Accessory, Power Seating System, Combination Tilt And Recline, With Mechanical Shear Reduction | Each | Y | 11053.01 | 1/60 Months
| E1008 | Wheelchair Accessory, Power Seating System, Combination Tilt And Recline, With Power Shear Reduction | Each | Y | 9421.31 | 1/60 Months
| E1008 RR | Wheelchair Accessory, Power Seating System, Combination Tilt And Recline, With Power Shear Reduction | Day | Y | 29.91 | 3 Months
| E1008 U1 | Wheelchair Accessory, Power Seating System, Combination Tilt And Recline, With Power Shear Reduction | Each | Y | 11053.22 | 1/60 Months
| E1014 | Reclining Back, Addition To Pediatric Size Wheelchair | Each | Y | 482.42 | 1/60 Months
| E1014 RR | Reclining Back, Addition To Pediatric Size Wheelchair | Day | Y | 1.53 | 3 Months
| E1225 RR | Semi-Reclining Back for Customized Wheelchair | Day | N | 1.45 | 3 Months/Yr
| E1225 U1 | Semi-Reclining Back for Customized Wheelchair | Each | Y | 595.27 | 1/60 Months
| E1225 U1 | Semi-Reclining Back for Customized Wheelchair | Each | N | 595.27 | 1/60 Months
| E1226 | Fully Reclining Back, for Customized Wheelchair | Each | Y | 410.58 | 1/60 Months
| E 1226 RR | Fully Reclining Back, for Customized Wheelchair | Day | N | 1.37 | 3 Months/Yr
| E1226 U1 | Fully Reclining Back, for Customized Wheelchair | Each | Y | 762.38 | 1/60 Months
| E 1228 RR | Special Back Height for Wheelchair | Day | N | 1.17 | 3 Months/Yr
Wheel/Tire/Caster
| E2211 | Manual Wheelchair Accessory, Pneumatic Propulsion Tire, Any Size, Each | Each | N | 41.86 | 2/24 Months
| E2211 RR | Manual Wheelchair Accessory, Pneumatic Propulsion Tire, Any Size, Each | Day | N | 0.14 | 3 Months
| E2211 U1 | Manual Wheelchair Accessory, Pneumatic Propulsion Tire, Any Size, Each | Each | N | 57.17 | 2/24 Months
| E2212 | Manual Wheelchair Accessory, Tube For Pneumatic Propulsion Tire, Any Size, Each | Each | N | 7.46 | 2/24 Months
| E2212 RR | Manual Wheelchair Accessory, Tube For Pneumatic Propulsion Tire, Any Size, Each | Day | N | 0.02 | 3 Months
| E2212 U1 | Manual Wheelchair Accessory, Tube For Pneumatic Propulsion Tire, Any Size, Each | Each | N | 8.19 | 2/24 Months
| E2213 | Manual Wheelchair Accessory, Insert For Pneumatic Propulsion Tire (Removable), Any Type, Any Size, Each | Each | N | 34.67 | 2/24 Months
| E2213 RR | Manual Wheelchair Accessory, Insert For Pneumatic Propulsion Tire (Removable), Any Type, Any Size, Each | Day | N | 0.12 | 3 Months
| E2213 U1 | Manual Wheelchair Accessory, Insert For Pneumatic Propulsion Tire (Removable), Any Type, Any Size, Each | Each | N | 42.51 | 2/24 Months
| E2214 | Manual Wheelchair Accessory, Pneumatic Caster Tire, Any Size, Each | Each | N | 36.67 | 2/24 Months
| E2214 RR | Manual Wheelchair Accessory, Pneumatic Caster Tire, Any Size, Each | Day | N | 0.12 | 3 Months
| E2214 U1 | Manual Wheelchair Accessory, Pneumatic Caster Tire, Any Size, Each | Each | N | 42.75 | 2/24 Months
| E2215 | Manual Wheelchair Accessory, Tube For Pneumatic Caster Tire, Any Size, Each | Each | N | 12.49 | 2/24 Months
| E2215 RR | Manual Wheelchair Accessory, Tube For Pneumatic Caster Tire, Any Size, Each | Day | N | 0.04 | 3 Months
| E2215 U1 | Manual Wheelchair Accessory, Tube For Pneumatic Caster Tire, Any Size, Each | Each | N | 13.4 | 2/24 Months
| E2216 | Manual Wheelchair Accessory, Foam Filled Propulsion Tire, Any Size, Each | Each | Y | 48.27 | 2/24 Months
| E2216 RR | Manual Wheelchair Accessory, Foam Filled Propulsion Tire, Any Size, Each | Day | Y | 0.17 | 3 Months
| E2216 U1 | Manual Wheelchair Accessory, Foam Filled Propulsion Tire, Any Size, Each | Each | Y | 66.08 | 2/24 Months
| E2217 | Manual Wheelchair Accessory, Foam Filled Caster Tire, Any Size, Each | Each | Y | 42.71 | 2/24 Months
| E2217 RR | Manual Wheelchair Accessory, Foam Filled Caster Tire, Any Size, Each | Day | Y | 15 | 3 Months
| E2217 U1 | Manual Wheelchair Accessory, Foam Filled Caster Tire, Any Size, Each | Each | Y | 58.45 | 2/24 Months
| E2218 | Manual Wheelchair Accessory, Foam Propulsion Tire, Any Size, Each | Each | Y | 48.27 | 2/24 Months
| E2218 RR | Manual Wheelchair Accessory, Foam Propulsion Tire, Any Size, Each | Day | Y | 0.17 | 3 Months
| E2218 U1 | Manual Wheelchair Accessory, Foam Propulsion Tire, Any Size, Each | Each | Y | 66.08 | 2/24 Months
| E2219 | Manual Wheelchair Accessory, Foam Caster Tire, Any Size, Each | Each | N | 46.83 | 2/24 Months
| E2219 RR | Manual Wheelchair Accessory, Foam Caster Tire, Any Size, Each | Day | N | 0.16 | 3 Months
| E2219 U1 | Manual Wheelchair Accessory, Foam Caster Tire, Any Size, Each | Each | N | 58.45 | 2/24 Months
| E2220 | Manual Wheelchair Accessory, Solid (Rubber/Plastic) Propulsion Tire, Any Size, Replacement only, Each | Each | N | 32.21 | 2/24 Months
| E2220 U1 | Manual Wheelchair Accessory, Solid (Rubber/Plastic) Propulsion Tire, Any Size, Replacement only, Each | Each | N | 33.89 | 2/24 Months
| E2221 | Manual Wheelchair Accessory, Solid (Rubber/Plastic) Caster Tire (Removable), Any Size, Replacement only, Each | Each | N | 31.54 | 2/24 Months
| E2221 U1 | Manual Wheelchair Accessory, Solid (Rubber/Plastic) Caster Tire (Removable), Any Size, Replacement only, Each | Each | N | 35.7 | 2/24 Months
| E2222 | Manual Wheelchair Accessory, Solid (Rubber/Plastic) Caster Tire With Integrated Wheel, Any Size, Replacement only, Each | Each | N | 28.06 | 2/24 Months
| E2222 U1 | Manual Wheelchair Accessory, Solid (Rubber/Plastic) Caster Tire With Integrated Wheel, Any Size, Replacement only, Each | Each | N | 29.44 | 2/24 Months
| E2224 | Manual Wheelchair Accessory, Propulsion Wheel Excludes Tire, Any Size, Replacement only, Each | Each | N | 109.69 | 2/24 Months
| E2224 U1 | Manual Wheelchair Accessory, Propulsion Wheel Excludes Tire, Any Size, Replacement only, Each | Each | N | 116.46 | 2/24 Months
| E2225 | Manual Wheelchair Accessory, Caster Wheel Excludes Tire, Any Size, Replacement Only, Each | Each | N | 21.31 | 2/24 Months
| E2225 U1 | Manual Wheelchair Accessory, Caster Wheel Excludes Tire, Any Size, Replacement Only, Each | Each | N | 24.3 | 2/24 Months
| E2226 | Manual Wheelchair Accessory, Caster Fork, Any Size, Replacement Only, Each | Each | N | 48.51 | 2/24 Months
| E2226 U1 | Manual Wheelchair Accessory, Caster Fork, Any Size, Replacement Only, Each | Each | N | 53 | 2/24 Months
| E2227 | Manual wheelchair accessory, gear reduction drive wheel, each | Each | Y | 2374.81 | 2/24 Months
| E2228 | Manual wheelchair accessory, wheel braking system and lock, complete, each | Each | Y | 1059.66 | 2/24 Months
| E2228 U1 | Manual wheelchair accessory, wheel braking system and lock, complete, each | Each | Y | 130.8 | 2/24 Months
| E2381 | Power Wheelchair Accessory, Pneumatic Drive Wheel Tire, Any Size, Replacement Only, Each | Each | N | 75.39 | 2/24 Months
| E2381 U1 | Power Wheelchair Accessory, Pneumatic Drive Wheel Tire, Any Size, Replacement Only, Each (For use only with Group 3 and above) | Each | Y | 91.73 | 2/24 Months
| E2382 | Power Wheelchair Accessory, Tube For Pneumatic Drive Wheel Tire, Any Size, Replacement Only, Each | Each | N | 19.97 | 2/24 Months
| E2382 U1 | Power Wheelchair Accessory, Tube For Pneumatic Drive Wheel Tire, Any Size, Replacement Only, Each (For use only with Group 3 and above) | Each | Y | 25 | 2/24 Months
| E2383 | Power Wheelchair Accessory, Insert For Pneumatic Drive Wheel Tire (Removable), Any Type, Any Size, Replacement Only, Each | Each | N | 145.57 | 2/24 Months
| E2383 U1 | Power Wheelchair Accessory, Insert For Pneumatic Drive Wheel Tire (Removable), Any Type, Any Size, Replacement Only, Each (For use only with Group 3 and above) | Each | Y | 182.9 | 2/24 Months
| E2384 | Power Wheelchair Accessory, Pneumatic Caster Tire, Any Size, Replacement Only, Each | Each | N | 67.69 | 2/24 Months
| E2384 U1 | Power Wheelchair Accessory, Pneumatic Caster Tire, Any Size, Replacement Only, Each (For use only with Group 3 and above) | Each | Y | 97.43 | 2/24 Months
| E2385 | Power Wheelchair Accessory, Tube For Pneumatic Caster Tire, Any Size, Replacement Only, Each | Each | N | 47.93 | 2/24 Months
| E2385 U1 | Power Wheelchair Accessory, Tube For Pneumatic Caster Tire, Any Size, Replacement Only, Each (For use only with Group 3 and above) | Each | Y | 59.6 | 2/24 Months
| E2386 | Power Wheelchair Accessory, Foam Filled Drive Wheel Tire, Any Size, Replacement Only, Each | Each | N | 117.84 | 2/24 Months
| E2386 U1 | Power Wheelchair Accessory, Foam Filled Drive Wheel Tire, Any Size, Replacement Only, Each (For use only with Group 3 and above) | Each | Y | 181.24 | 2/24 Months
| E2387 | Power Wheelchair Accessory, Foam Filled Caster Tire, Any Size, Replacement Only, Each | Each | N | 54.92 | 2/24 Months
| E2387 U1 | Power Wheelchair Accessory, Foam Filled Caster Tire, Any Size, Replacement Only, Each (For use with only Group 3 and above) | Each | Y | 78.2 | 2/24 Months
| E2388 | Power Wheelchair Accessory, Foam Drive Wheel Tire, Any Size, Replacement Only, Each | Each | Y | 52.16 | 2/24 Months
| E2388 U1 | Power Wheelchair Accessory, Foam Drive Wheel Tire, Any Size, Replacement Only, Each (For use with only Group 3 and above) | Each | Y | 60.66 | 2/24 Months
| E2389 | Power Wheelchair Accessory, Foam Caster Tire, Any Size, Replacement Only, Each | Each | Y | 29.15 | 2/24 Months
| E2389 U1 | Power Wheelchair Accessory, Foam Caster Tire, Any Size, Replacement Only, Each (For use with only Group 3 and above) | Each | Y | 32.95 | 2/24 Months
| E2390 | Power Wheelchair Accessory, Solid (Rubber/Plastic) Drive Wheel Tire, Any Size, Replacement Only, Each | Each | Y | 45.14 | 2/24 Months
| E2390 U1 | Power Wheelchair Accessory, Solid (Rubber/Plastic) Drive Wheel Tire, Any Size, Replacement Only, Each (For use with Group 3 and above | Each | Y | 51.54 | 2/24 Months
| E2391 | Power Wheelchair Accessory, Solid (Rubber/Plastic) Caster Tire (Removable), Any Size, Replacement Only, Each | Each | Y | 20.12 | 2/24 Months
| E2391 U1 | Power Wheelchair Accessory, Solid (Rubber/Plastic) Caster Tire (Removable), Any Size, Replacement Only, Each (For use with Group 3 and above) | Each | Y | 24.68 | 2/24 Months
| E2392 | Power Wheelchair Accessory, Solid (Rubber/Plastic) Caster Tire With Integrated Wheel, Any Size, Replacement Only, Each | Each | Y | 51.18 | 2/24 Months
| E2392 U1 | Power Wheelchair Accessory, Solid (Rubber/Plastic) Caster Tire With Integrated Wheel, Any Size, Replacement Only, Each (For use with Group 3 and above) | Each | Y | 64.88 | 2/24 Months
| E2394 | Power Wheelchair Accessory, Drive Wheel Excludes Tire, Any Size, Replacement Only, Each | Each | Y | 68.73 | 2/24 Months
| E2394 U1 | Power Wheelchair Accessory, Drive Wheel Excludes Tire, Any Size, Replacement Only, Each (For use with Group 3 and above) | Each | Y | 92.45 | 2/24 Months
| E2395 | Power Wheelchair Accessory, Caster Wheel Excludes Tire, Any Size, Replacement Only, Each | Each | Y | 48.19 | 2/24 Months
| E2395 U1 | Power Wheelchair Accessory, Caster Wheel Excludes Tire, Any Size, Replacement Only, Each (For use with Group 3 and above) | Each | Y | 65.69 | 2/24 Months
| E2396 | Power Wheelchair Accessory, Caster Fork, Any Size, Replacement Only, Each | Each | N | 60.35 | 2/24 Months
| E2396 U1 | Power Wheelchair Accessory, Caster Fork, Any Size, Replacement Only, Each | Each | N | 71.75 | 2/24 Months
| K0065 | Spoke Protectors, Each | Each | N | 53.71 | 2/24 Months
| K0065 RR | Spoke Protectors, Each | Day | N | 0.18 | 3 Months
| K0065 U1 | Spoke Protectors, Each | Each | N | 62.1 | 2/24 Months
| K0069 | Rear Wheel Assembly, Complete, With Solid Tire, Spokes Or Molded, Replacement only, Each | Each | N | 111.33 | 2/24 Months
| K0070 | Rear Wheel Assembly, Complete, With Pneumatic Tire, Spokes Or Molded, Each | Each | N | 195.14 | 2/24 Months
| K0070 RR | Rear Wheel Assembly, Complete, With Pneumatic Tire, Spokes Or Molded, Each | Day | N | 0.62 | 3 Months
| K0070 U1 | Rear Wheel Assembly, Complete, With Pneumatic Tire, Spokes Or Molded, Each | Each | N | 62.1 | 2/24 Months
| K0071 | Front Caster Assembly, Complete, With Pneumatic Tire, Replacement only, Each | Each | N | 128.89 | 2/24 Months
| K0071 U1 | Front Caster Assembly, Complete, With Pneumatic Tire, Replacement only, Each | Each | N | 152.65 | 2/24 Months
| K0072 | Front Caster Assembly, Complete, With Semi-Pneumatic Tire, Replacement only, Each | Each | N | 81.39 | 2/24 Months
| K0072 U1 | Front Caster Assembly, Complete, With Semi-Pneumatic Tire, Replacement only, Each | Each | N | 91.88 | 2/24 Months
| K0073 | Caster Pin Lock,Each | Each | N | 42.26 | 2/24 Months
| K0073 RR | Caster Pin Lock,Each | Day | N | 0.14 | 3 Months
| K0073 U1 | Caster Pin Lock,Each | Each | N | 46.77 | 2/24 Months
| K0077 | Front Caster Assembly, Complete, With Solid Tire, Replacement only, Each | Each | N | 61.11 | 2/24 Months
Brakes/Shock Absorber
| E0961 | Manual Wheelchair Accessory, Wheel Lock Brake Extension (Handle), Each | Each | N | 23.13 | 2/24 Months
| E0961 RR | Manual Wheelchair Accessory, Wheel Lock Brake Extension (Handle), Each | Day | N | 0.08 | 3 Months
| E0961 | Manual Wheelchair Accessory, Wheel Lock Brake Extension (Handle), Each | Each | N | 35.33 | 2/24 Months
| E2206 | Manual Wheelchair Accessory, Wheel Lock Assembly, Complete, Replacement only, Each | Each | N | 42.25 | 2/24 Months
| E2206 U1 | Manual Wheelchair Accessory, Wheel Lock Assembly, Complete, Replacement only, Each | Each | N | 56.82 | 2/24 Months
| E1015 | Shock Absorber For Manual Wheelchair, Each | Each | N | 134.5 | 2/24 Months
| E1015 RR | Shock Absorber For Manual Wheelchair, Each | Day | N | 0.45 | 3 Months
| E1015 RR | Shock Absorber For Manual Wheelchair, Each | Each | N | 160.28 | 2/24 Months
| E1016 | Shock Absorber For Power Wheelchair, Each | Each | N | 125.84 | 2/24 Months
| E1016 RR | Shock Absorber For Power Wheelchair, Each | Day | N | 0.42 | 3 Months
| E1016 U1 | Shock Absorber For Power Wheelchair, Each (For use only with Group 3 and above) | Each | Y | 158.15 | 2/24 Months
| E1017 | Heavy Duty Shock Absorber For Heavy Duty Or Extra Heavy Duty Manual Wheelchair, Each | Each | Y | P-$ IC | 2/24 Months
| E1017 RR | Heavy Duty Shock Absorber For Heavy Duty Or Extra Heavy Duty Manual Wheelchair, Each | Day | Y | P-$ IC | 3 Months
| E1018 | Heavy Duty Shock Absorber For Heavy Duty Or Extra Heavy Duty Power Wheelchair, Each | Each | Y | P-$ IC | 2/24 Months
| E1018 RR | Heavy Duty Shock Absorber For Heavy Duty Or Extra Heavy Duty Power Wheelchair, Each | Day | Y | P-$ IC | 3 Months
Hardware Only
| E2398 | Wheelchair Accessory, dynamic positioning hardware for back | Each | Y | 144.25 | 1/60 Months
| E1028 | Wheelchair accessory, manual swingaway, retractable or removable mounting hardware, other | Each | N | 164.09 | 5/36 Months
| E1028 RR | Wheelchair accessory, manual swingaway, retractable or removable mounting hardware, other | Day | N | 0.52 | 3 Months
| E1028 U1 | Wheelchair accessory, manual swingaway, retractable or removable mounting hardware, other | Each | Y | 260.98 | 1/36 Months
| E1032 | Wheelchair Accessory, manual swing away, retractable or removable mounting hardware used with joystick or other drive control interface | Each | N | 158.21 | 1/60 Months
| E1032 RR | Wheelchair Accessory, manual swing away, retractable or removable mounting hardware used with joystick or other drive control interface | Day | N | 0.5 | 3 months
| E1032 U1 | Wheelchair Accessory, manual swing away, retractable or removable mounting hardware used with joystick or other drive control interface | Each | N | 260.98 | 1/60 Months
| E1033 | Wheelchair accessory, manual swing away, retractable or removeable mounting hardware for headrest, cushioned, any type | Each | N | 158.21 | 2/60 months
| E1033 RR | Wheelchair accessory, manual swing away, retractable or removeable mounting hardware for headrest, cushioned, any type | Day | N | 0.5 | 3 months
| E1033 U1 | Wheelchair accessory, manual swing away, retractable or removeable mounting hardware for headrest, cushioned, any type | Each | N | 260.98 | 2/60 Months
| E1034 | Wheelchair accessory, manual swing away, retractable or removable mounting hardware for lateral trunk or hip support, any type | Each | N | 158.21 | 2/60 Months
| E1034 RR | Wheelchair accessory, manual swing away, retractable or removable mounting hardware for lateral trunk or hip support, any type | Day | N | 0.5 | 3 Months
| E1034 U1 | Wheelchair accessory, manual swing away, retractable or removable mounting hardware for lateral trunk or hip support, any type | Each | N | 260.98 | 2/60 Months
Other Accessories
| E0958 | Manual Wheelchair Accessory, One-Arm Drive Attachment | Each | N | 464.94 | 1/60 Months
| E0958 RR | Manual Wheelchair Accessory, One-Arm Drive Attachment | Day | N | 1.67 | 3 Months
| E0959 | Manual Wheelchair Accessory, Adapter For Amputee | Each | N | 50.05 | 1/60 Months
| E0959 RR | Manual Wheelchair Accessory, Adapter For Amputee | Day | N | 0.17 | 3 Months
| E0967 | Manual Wheelchair Accessory, Hand Rim With Projections,Any Type, Replacement only, each | Pair | N | 89.51 | 2/60 Months
| E0969 | Narrowing Devices, Wheelchair | Each | N | 177.52 | 1/60 Months
| E0969 RR | Narrowing Devices, Wheelchair | Day | N | 0.59 | 3 Months
| E0971 | Anti-Tipping Device Wheelchairs | Each | N | 36 | 2/60 Months
| E0971 RR | Anti-Tipping Device Wheelchairs | Day | N | 0.12 | 3 Months
| E0971 U1 | Anti-Tipping Device Wheelchairs | Each | Y | 60.62 | 2/60 Months
| E0974 | Wheelchair, grade-aid, anti-rollback device | Each | N | 87.84 | 1/60 Months
| E0974 RR | Wheelchair, grade-aid, anti-rollback device | Day | N | 0.29 | 3 Months
| E0974 U1 | Wheelchair, grade-aid, anti-rollback device | Each | Y | 104.41 | 1/60 Months
| E0983 | Manual Wheelchair Accessory, Power Add-On To Convert Manual Wheelchair To Motorized Wheelchair, Joystick Control | Each | Y | 3121.86 | 1/60 Months
| E0984 | Manual Wheelchair Accessory, Power Add-On To Convert Manual Wheelchair To Motorized Wheelchair, Tiller Control | Each | Y | 2144.1 | 1/60 Months
| E0985 | Wheelchair Accessory, Seat Lift Mechanism | Each | Y | 264.18 | 1/60 Months
| E0985 RR | Wheelchair Accessory, Seat Lift Mechanism | Day | Y | 0.84 | 3 Months
| E0986 | Manual Wheelchair Accessory, Push Activated Power Assist, Each | Each | Y | 6422.77 | 1/60 Months
| E0986 RR | Manual Wheelchair Accessory, Push Activated Power Assist, Each | Day | Y | 20.39 | 3 Months
| E0988 | Manual Wheelchair Accessory, Lever-Activated, Wheel Drive, Pair | Pair | Y | 3800.42 | 1/60 Months
| E0988 RR | Manual Wheelchair Accessory, Lever-Activated, Wheel Drive, Pair | Day | Y | 12.06 | 3 Months
| E1011 | Modification To Pediatric Size Wheelchair, Width Adjustment Package(Not To Be Dispensed With Initial Chair) | Each | Y | P-$ IC | 1/60 Months
| E1012 | Wheelchair accessory, addition to power seating system, center mount power elevating leg rest/platform, complete system, any type, each | Each | Y | 1280.29 | 1/60 Months
| E1012 RR | Wheelchair accessory, addition to power seating system, center mount power elevating leg rest/platform, complete system, any type, each | Day | Y | 4.06 | 3 months
| E1012 U1 | Wheelchair accessory, addition to power seating system, center mount power elevating leg rest/platform, complete system, any type, each | Each | Y | 1446.22 | 1/60 Months
| E1020 | Residual Limb Support System For Wheelchair,any type | Each | N | 210.71 | 1/60 Months
| E1020 RR | Residual Limb Support System For Wheelchair | Day | N | 0.67 | 3 Months
| E1020 U1 | Residual Limb Support System For Wheelchair,any type Only use for Group 3 and above) | Each | Y | 307.57 | 1/60 Months
| E1022 | Wheelchair Transportation securement system, includes all components and accessories | Each | Y | IC | 1/60 Months
| E1023 | Wheelchair transit securement system, includes all components and accessories | Each | Y | IC | 1/60 Months
| E2205 | Manual Wheelchair Accessory, Handrim Without Projections (Includes ergonomic or controured), Any Type, Replacement Only, Each | Each | N | 43.67 | 1/60 Months
| E2205 RR | Manual Wheelchair Accessory, Handrim Without Projections, Any Type, Replacement Only, Each | Day | N | 0.15 | 3 Months
| E2207 | Wheelchair Accessory, Crutch And Cane Holder, Each | Each | N | 50.85 | 1/60 Months
| E2207 RR | Wheelchair Accessory, Crutch And Cane Holder, Each | Day | N | 0.17 | 3 Months
| E2207 U1 | Wheelchair Accessory, Crutch And Cane Holder, Each (For use with only Group 3 and above) | Each | Y | 60.56 | 1/60 Months
| E2208 | Wheelchair Accessory, Cylinder Tank Carrier, Each | Each | N | 91.34 | 1/60 Months
| E2208 RR | Wheelchair Accessory, Cylinder Tank Carrier, Each | Day | N | 0.3 | 3 Months
| E2208 U1 | Wheelchair Accessory, Cylinder Tank Carrier, Each (For use with only Group 3 and above) | Each | Y | 143.05 | 1/60 Months
| E2210 | Wheelchair Accessory, Bearings, Any Type, Replacement Only, Each | Each | N | 6.17 | 1/60 Months
| E2210 U1 | Wheelchair Accessory, Bearings, Any Type, Replacement Only, Each (For use with only Group 3 and above) | Each | Y | 7.86 | 1/60 Months
| K0105 | Iv Hanger, Each | Each | N | 104.78 | 1/60 Months
| K0105 RR | Iv Hanger, Each | Day | N | 0.4 | 3 Months
| K0098 | Drive belt for power wheelchair, Replacement only | Each | N | 29.61 | 1/36Months
| K0098 RR | Drive belt for power wheelchair | Day | N | 0.1 | 3 Months
Batteries/Motor/Gear Box/Charges
| E2358 | Power Wheelchair Accessory, Group 34 Non-Sealed Lead Acid Battery, each | Each | N | IC | 2/6 Months
| E2358 RR | Power Wheelchair Accessory, Group 34 Non-Sealed Lead Acid Battery, each | Each | N | IC | 3 Months
| E2359 | Power Wheelchair Accessory, Group 34 Sealed Lead Acid Battery, Each | Each | N | 183.34 | 2/6 Months
| E2359 RR | Power Wheelchair Accessory, Group 34 Sealed Lead Acid Battery, Each | Each | N | 0.61 | 3 Months
| E2359 U1 | Power Wheelchair Accessory, Group 34 Sealed Lead Acid Battery, Each (For use only w Group 3 and above) | Each | Y | 233.92 | 2/6 Months
| E2360 | Power Wheel Chair Accessory, 22 Nf Non-Sealed Lead Acid Battery, Each | Each | N | 120.09 | 2/6 Months
| E2360 RR | Power Wheel Chair Accessory, 22 Nf Non-Sealed Lead Acid Battery, Each | Day | N | 0.4 | 3 Months
| E2360 U1 | Power Wheel Chair Accessory, 22 Nf Non-Sealed Lead Acid Battery, Each | Each | Y | 133.42 | 3 Months
| E2361 | Power Wheel Chair Accessory, 22 Nf Sealed Lead Acid Battery, Each (E.G. Gel Cell, Absorbed Glassmat) | Each | N | 129.49 | 2/6 Months
| E2361 RR | Power Wheel Chair Accessory, 22 Nf Sealed Lead Acid Battery, Each (E.G. Gel Cell, Absorbed Glassmat) | Day | N | 0.43 | 3 Months
| E2361 U1 | Power Wheel Chair Accessory, 22 Nf Sealed Lead Acid Battery, Each (E.G. Gel Cell, Absorbed Glassmat) (For use with only Group 3 and above) | Each | Y | 167.97 | 2/6 Months
| E2362 | Power Wheel Chair Accessory, Group 24 Non-Sealed Lead Acid Battery, Each | Each | N | 115.67 | 2/6 Months
| E2362 RR | Power Wheel Chair Accessory, Group 24 Non-Sealed Lead Acid Battery, Each | Day | N | 0.39 | 3 Months
| E2362 U1 | Power Wheel Chair Accessory, Group 24 Non-Sealed Lead Acid Battery, Each | Each | N | 128.51 | 2/6 Months
| E2363 | Power Wheel Chair Accessory, Group 24 Sealed Lead Acid Battery, Each (E.G. Gel Cell, Absorbed Glassmat) | Each | N | 162.38 | 2/6 Months
| E2363 RR | Power Wheel Chair Accessory, Group 24 Sealed Lead Acid Battery, Each (E.G. Gel Cell, Absorbed Glassmat) | Day | N | 0.54 | 3 Months
| E2363 U1 | Power Wheel Chair Accessory, Group 24 Sealed Lead Acid Battery, Each (E.G. Gel Cell, Absorbed Glassmat) (For use with Group 3 and above only) | Each | Y | 223.99 | 2/6 Months
| E2364 | Power Wheel Chair Accessory, U-1 Non-Sealed Lead Acid Battery Each | Each | N | 120.09 | 2/6 Months
| E2364 RR | Power Wheel Chair Accessory, U-1 Non-Sealed Lead Acid Battery Each | Day | N | 0.4 | 3 Months
| E2364 U1 | Power Wheel Chair Accessory, U-1 Non-Sealed Lead Acid Battery Each | Each | Y | 133.42 | 2/6 Months
| E2365 | Power Wheel Chair Accessory, U-1 Sealed Lead Acid Battery (E.G. Gel Cell, Absorbed Glassmat) | Each | N | 90.55 | 2/6 Months
| E2365 RR | Power Wheel Chair Accessory, U-1 Sealed Lead Acid Battery (E.G. Gel Cell, Absorbed Glassmat) | Day | N | 0.3 | 3 Months
| E2365 U1 | Power Wheel Chair Accessory, U-1 Sealed Lead Acid Battery (E.G. Gel Cell, Absorbed Glassmat) (For use only with Group 3 and above) | Each | Y | 135.07 | 2/6 Months
| E2366 | Power Wheel Chair Accessory, Battery Charger, Single Mode, For Use With Only One Battery Type, Sealed Or Non-Sealed, Each , Replacement only | Each | Y | 172.8 | 2/6 Months
| E2366 RR | Power Wheel Chair Accessory, Battery Charger, Single Mode, For Use With Only One Battery Type, Sealed Or Non-Sealed, Each , Replacement only | Day | Y | 0.58 | 3 Months
| E2366 U1 | Power Wheel Chair Accessory, Battery Charger, Single Mode, For Use With Only One Battery Type, Sealed Or Non-Sealed, Each , Replacement only (For use only with Group 3 and above) | Each | Y | 269.84 | 2/6 Months
| E2367 | Power Wheel Chair Accessory, Battery Charger, Dual Mode, For Use With Either Battery Type, Sealed Or Non-Sealed, Each, Replacement only | Each | Y | 402.27 | 2/6 Months
| E2367 RR | Power Wheel Chair Accessory, Battery Charger, Dual Mode, For Use With Either Battery Type, Sealed Or Non-Sealed, Each, Replacement only | Day | Y | 1.34 | 3 Months
| E2367 U1 | Power Wheel Chair Accessory, Battery Charger, Dual Mode, For Use With Either Battery Type, Sealed Or Non-Sealed, Each, Replacement only (For use only with Group 3 and above) | Each | Y | 504.67 | 2/6 Months
| E2368 | Power Wheelchair Component, drive wheel motor, replacement only | Each | Y | 502.32 | 2/36 Months
| E2368 U1 | Power Wheelchair Component, drive wheel motor, replacement only (For use only with Group 3 and above) | Each | Y | 653.1 | 2/36 Months
| E2369 | Power Wheelchair Component, drive wheel, gear box, replacement only | Each | Y | 470.82 | 2/36 Months
| E2369 U1 | Power Wheelchair Component, drive wheel, gear box, replacement only (For use only with Group 3 and above) | Each | Y | 569.1 | 2/36 Months
| E2370 | Power Wheelchair Component, integrated drive wheel motor and gear box combination,replacement only | Each | Y | 657.59 | 2/36 Months
| E2370 U1 | Power Wheelchair Component, integrated drive wheel motor and gear box combination,replacement only (For use only with Group 3 and above) | Each | Y | 1015.3 | 2/36 Months
| E2371 | Power Wheelchair Accessory, Group 27 Sealed Lead Acid Battery, (E.G. Gel Cell, Absorbed Glassmat), Each | Each | N | 163.55 | 2/6 Months
| E2371 RR | Power Wheelchair Accessory, Group 27 Sealed Lead Acid Battery, (E.G. Gel Cell, Absorbed Glassmat), Each | Day | N | 0.55 | 3 Months
| E2372 | Power Wheelchair Accessory, Group 27 Non-Sealed Lead Acid Battery, Each | Each | Y | IC | 2/6 Months
| E2372 RR | Power Wheelchair Accessory, Group 27 Non-Sealed Lead Acid Battery, Each | Day | Y | IC | 3 Months
| E2397 | Power Wheelchair accessory, lithium-based battery, each | Each | Y | 499.28 | 2/6 Months
| E2397 RR | Power Wheelchair accessory, lithium-based battery, each | Day | Y | 1.66 | 3 Months
| E2397 U1 | Power Wheelchair accessory, lithium-based battery, each | Each | Y | 578.62 | 2/6 MOnths
| K0733 | Power Wheelchair Accessory, 12 To 24 Amp Hour Sealed Lead Acid Battery, Each (E.G. Gel Cell, Absorbed Glassmat) | Each | N | 34.67 | 2/6 Months
| K0733 RR | Power Wheelchair Accessory, 12 To 24 Amp Hour Sealed Lead Acid Battery, Each (E.G. Gel Cell, Absorbed Glassmat) | Day | N | 0.12 | 3 Months
Manual Wheelchairs
Reclining and Tilt in Space
| E1050 | Fully-Reclining Wheelchair, Fixed Full Length Arms, Swing Away, Detachable, Elevating Leg Rests | Each | N | 1313.21 | 1/60 Months
| E1050 RR | Fully-Reclining Wheelchair, Fixed Full Length Arms, Swing Away, Detachable, Elevating Leg Rests | Day | N | 4.17 | 3 Months
| E1060 | Fully-Reclining Wheelchair, Detachable Arms, Desk Or Full Length, Swing Away, Detachable, Elevating Leg Rests | Each | N | 1625.4 | 1/60 Months
| E1060 RR | Fully Reclining Wheelchair, Detachable Arms, Desk Or Full Length, Swing Away, Detachable, Elevating Leg Rests | Day | N | 5.16 | 3 Months
| E1070 | Fully Reclining Wheelchair, Detachable Arms, Desk Or Full Length, Swing Away, Detachable Footrests | Each | N | 1289.53 | 1/60 Months
| E1070 RR | Fully Reclining Wheelchair, Detachable Arms, Desk Or Full Length, Swing Away, Detachable Footrests | Day | N | 4.09 | 3 Months
| E1100 | Semi-Reclining Wheelchair, Fixed Full Length Arms, Swing Away Detachable Elevating Leg Rests | Each | Y | 1351.14 | 1/60 Months
| E1100 RR | Semi-Reclining Wheelchair, Fixed Full Length Arms, Swing Away Detachable Elevating Leg Rests | Day | N | 3.76 | 3 Months
| E1161 | Manual Adult Size Wheelchair, Includes Tilt In Space | Each | Y | 3050.75 | 1/60 Months
| E1161 RR | Manual Adult Size Wheelchair, Includes Tilt In Space | Day | N | 9.68 | 3 Months
Hemi
| E1083 | Hemi Wheelchair, Fixed Full Length Arms, Swing Away Detachable Elevating Leg Rests | Each | N | 907.2 | 1/60 Months
| E1083 RR | Hemi Wheelchair, Fixed Full Length Arms, Swing Away Detachable Elevating Leg Rests | Day | N | 2.88 | 3 Months
| E1084 | Hemi-Wheelchair, Detachable Arms, Desk Or Full Length Arms, Swing Away, Detachable ,Elevating Leg Rest | Each | N | 1296.25 | 1/60 Months
| E1084 RR | Hemi Wheelchair, Detachable Arms, Desk Or Full Length Arms, Swing Away, Detachable, Elevating Leg Rest | Day | N | 4.11 | 3 Months
| E1085 | Hemi Wheelchair, Fixed Full Length Arms, Swing Away, Detachable Footrests | Each | N | 395.8 | 1/60 Months
| E1085 RR | Hemi Wheelchair, Fixed Full Length Arms, Swing Away, Detachable Footrests | Day | N | 1.32 | 3 Months
| E1086 | Hemi Wheelchair, Detachable Arms, Desk Or Full Length, Swing Away, Detachable Footrests | Each | N | 663.97 | 1/60 Months
| E1086 RR | Hemi Wheelchair, Detachable Arms, Desk Or Full Length, Swing Away, Detachable Footrests | Day | N | 2.21 | 3 Months
| K0002 | Standard Hemi (Low Seat) Wheelchair | Each | Y | 498.12 | 1/60 Months
| K0002 RR | Standard Hemi (Low Seat) Wheelchair | Day | N | 1.24 | 3 Months
High Strength Light Weight Wheelchair
| E1087 | High Strength Light Weight Wheelchair, Fixed Full Length Arms, Swing Away, Detachable, Elevating Legrests | Each | N | 1666.14 | 1/60 Months
| E1087 RR | High Strength Light Weight Wheelchair, Fixed Full Length Arms, Swing Away, Detachable, Elevating Legrests | Day | N | 5.29 | 3 Months
| E1088 | High Strength Light Weight Wheelchair, Detachable Arms, Desk Or Full Length, Swing Away, Detachable, Elevating Legrests | Each | N | 1918.82 | 1/60 Months
| E1088 RR | High Strength Light Weight Wheelchair, Detachable Arms, Desk Or Full Length, Swing Away, Detachable, Elevating Leg Rests | Day | N | 6.09 | 3 Months
| E1089 | High Strength Light Weight Wheelchair, Fixed Length Arms, Swing Away, Detachable Footrests | Each | N | 853.23 | 1/60 Months
| E1089 RR | High Strength Light Weight Wheelchair, Fixed Length Arms, Swing Away, Detachable Footrests | Day | N | 2.84 | 3 Months
| E1090 | High Strength Light Weight Wheelchair, Detachable Arms Desk Or Full Length, Swing Away, Detachable Footrests | Each | N | 744.16 | 1/60 Months
| E1090 RR | High Strength Light Weight Wheelchair, Detachable Arms, Desk Or Full Length, Swing Away, Detachable Foot Rests | Day | N | 2.48 | 3 Months
Heavy Duty
| E1092 | Wide Heavy Duty Wheelchair, Detachable Arms Desk Or Full Length, Swing Away, Detachable, Elevating Leg Rests | Each | N | 1514.23 | 1/60 Months
| E1092 RR | Wide Heavy Duty Wheelchair, Detachable Arms, Desk Or Full Length, Swing Away, Detachable, Elevating Leg Rest | Day | N | 4.81 | 3 Months
| E1093 | Wide Heavy Duty Wheelchair, Detachable Arms, Desk Or Full Length Arms, Swing Away Detachable Foot Rests | Each | N | 1389.61 | 1/60 Months
| E1093 RR | Wide Heavy Duty Wheelchair, Detachable Arms, Desk Or Full Length Arms, Swing Away, Detachable Foot Rests | Day | N | 4.39 | 3 Months
| E1195 | Heavy Duty Wheelchair, Fixed Full Length Arms, Swing Away Detachable, Elevating Leg Rests | Each | N | 1469.87 | 1/60 Months
| E1195 RR | Heavy Duty Wheelchair, Fixed Full Length Arms, Swing Away, Detachable, Elevating Leg Rests | Day | N | 4.67 | 3 Months
| E1280 | Heavy Duty Wheelchair, Detachable Arms, Desk Or Full Length, Elevating Legrests | Each | N | 1733.05 | 1/60 Months
| E1280 RR | Heavy Duty Wheelchair, Detachable Arms, Desk Or Full Length, Elevating Legrests | Day | N | 5.5 | 3 Months
| E1285 | Heavy Duty Wheelchair, Fixed Full Length Arms, Swing Away, Detachable Foot Rests, | Each | N | 525.58 | 1/60 Months
| E1285 RR | Heavy Duty Wheelchair, Fixed Full Length Arms, Swing Away, Detachable Foot Rests | Day | N | 1.76 | 3 Months
| E1290 | Heavy Duty Wheelchair, Detachable Arms, Desk Or Full Length, Swing Away, Detachable Foot Rests | Each | N | 789.19 | 1/60 Months
| E1290 RR | Heavy Duty Wheelchair, Detachable Arms, Desk Or Full Length, Swing Away, Detachable Foot Rests | Day | N | 2.63 | 3 Months
| E1295 | Heavy Duty Wheelchair, Fixed Full-Length Arms, Elevating Leg Rests | Each | N | 1363.19 | 1/60 Months
| E1295 RR | Heavy Duty Wheelchair, Fixed Full-Length Arms, Elevating Leg Rests | Day | N | 4.33 | 3 Months
| K0006 | Heavy-Duty Wheelchair | Each | Y | 892.37 | 1/60 Months
| K0006 RR | Heavy-Duty Wheelchair | Day | N | 2.31 | 3 Months
| K0007 | Extra Heavy-Duty Wheelchair | Each | Y | 1322.42 | 1/60 Months
| K0007 RR | Extra Heavy-Duty Wheelchair | Day | N | 3.04 | 3 Months
Standard
| E1130 | Standard Wheelchair Fixed Full Length Arms Fixed Or Swing Away Detachable Leg Rest | Each | N | 335.89 | 1/60 Months
| E1130 RR | Standard Wheelchair, Fixed Full Length Arms, Fixed Or Swing Away Detachable Leg Rest | Day | N | 1.01 | 3 Months/Year
| E1140 | Wheelchair, Detachable Arms, Desk Or Full Length, Swing Away Detachable Foot Rests | Each | N | 470.84 | 1/60 Months
| E1140 RR | Wheelchair, Detachable Arms, Desk Or Full Length, Swing Away Detachable Footrest | Day | N | 1.58 | 3 Months/Year
| E1150 | Wheelchair, Detachable Arms, Desk Or Full Length Swing Away Detachable Elevating Leg Rests | Each | N | 1077.01 | 1/60 Months
| E1150 RR | Wheelchair, Detachable Arms, Desk Or Full Length Swing Away Detachable Elevating Leg Rests | Day | N | 3.42 | 3 Months/Year
| E1160 | Wheelchair, Fixed Full Length Arms, Swing Away Detachable, Elevating Leg Rests | Each | N | 806.69 | 1/60 Months
| E1160 RR | Wheelchair, Fixed Full Length Arms, Swing Away Detachable, Elevating Leg Rests | Day | N | 2.56 | 3 Months/Year
| E 1221 RR | Wheelchair, Fixed Arm, Foot Rests | Day | N | 1.99 | 3 Months/Yr
| E 1222 RR | Wheelchair, Fixed Arm, Elevating Leg Rests | Day | N | 2.84 | 3 Months/Yr
| E 1223 RR | Wheelchair, Detachable Arms, Foot Rests | Day | N | 2.67 | 3 Months/Yr
| E 1224 RR | Wheelchair, Detachable Arms, Elevating Leg Rests | Day | N | 3.4 | 3 Months/Yr
Amputee
| E1170 | Amputee Wheelchair, Fixed Full Length Arms, Swing Away, Detachable, Elevating Leg Rests | Each | N | 1179.49 | 1/60 Months
| E1170 RR | Amputee Wheelchair, Fixed Full Length Arms, Swing Away, Detachable, Elevating Leg Rests | Day | N | 3.74 | 3 Months/Year
| E1171 | Amputee Wheelchair, Fixed Full Length Arms, Without Footrests Or Leg Rests | Each | N | 1058.14 | 1/60 Months
| E1171 RR | Amputee Wheelchair, Fixed Full Length Arms, Without Foot Rests Or Leg Rests | Day | N | 3.36 | 3 Months
| E1172 | Amputee Wheelchair, Detachable Arms (Desk Or Full Length), W/O Foot Or Leg Rests | Each | N | 1073.94 | 1/60 Months
| E1172 RR | Amputee Wheelchair, Detachable Arms (Desk Or Full Length), W/O Foot Or Leg Rests | Day | N | 3.41 | 3 Months
| E1180 | Amputee Wheelchair, Detachable Arms (Desk Or Full Length), Swing Away Det. Foot Rests | Each | N | 1312.5 | 1/60 Months
| E1180 RR | Amputee Wheelchair, Detachable Arms (Desk Or Full Length), Swing Away Detachable Foot Rests | Day | N | 4.17 | 3 Months
| E1190 | Amputee Wheelchair, Detachable Arms (Desk Or Full Length) Swing Away, Detachable, Elevating Leg Rests | Each | N | 1545.73 | 1/60 Months
| E1190 RR | Amputee Wheelchair, Detachable Arms (Desk Or Full Length), Swing Away, Detachable, Elevating Leg Rests | Day | N | 4.91 | 3 Months
| E1200 | Amputee Wheelchair, Fixed Full Length Arms, Swing Away, Detachable Foot Rests | Each | N | 1148.83 | 1/60 Months
| E1200 RR | Amputee Wheelchair, Fixed Full Length Arms, Swing Away Detachable Foot Rests | Day | N | 3.65 | 3 Months
Pediatric Manual Wheelchairs
| E1231 | Wheelchair, Pediatric Size, Tilt-In-Space, Rigid, Adjustable, With Seating System | Each | Y | IC | 1/36 Months
| E1231 RR | Wheelchair, Pediatric Size, Tilt-In-Space, Rigid, Adjustable, With Seating System | Day | Y | IC | 3 Months
| E1232 | Wheelchair, Pediatric Size, Tilt-In-Space, Folding, Adjustable, With Seating System | Each | Y | 2823.66 | 1/36 Months
| E1232 RR | Wheelchair, Pediatric Size, Tilt-In-Space, Folding, Adjustable, With Seating System | Day | Y | 8.96 | 3 Months
| E1233 | Wheelchair, Pediatric Size, Tilt-In-Space, Rigid, Adjustable, Without Seating System | Each | Y | 2925.43 | 1/36 Month
| E1233 RR | Wheelchair, Pediatric Size, Tilt-In-Space, Rigid, Adjustable, Without Seating System | Day | Y | 9.29 | 3 Months
| E1234 | Wheelchair, Pediatric Size, Tilt-In-Space, Folding, Adjustable, Without Seating System | Each | Y | 2547.01 | 1/36 Months
| E1234 RR | Wheelchair, Pediatric Size, Tilt-In-Space, Folding, Adjustable, Without Seating System | Day | Y | 8.09 | 3 Months
| E1235 | Wheelchair, Pediatric Size, Rigid, Adjustable, With Seating System | Each | Y | 2452.54 | 1/36 Months
| E1235 RR | Wheelchair, Pediatric Size, Rigid, Adjustable, With Seating System | Day | Y | 7.79 | 3 Months
| E1236 | Wheelchair, Pediatric Size, Folding, Adjustable, With Seating System | Each | Y | 2170.3 | 1/36 Months
| E1236 RR | Wheelchair, Pediatric Size, Folding, Adjustable, With Seating System | Day | Y | 6.87 | 3 Months
| E1237 | Wheelchair, Pediatric Size, Rigid, Adjustable, Without Seating System | Each | Y | 2182.58 | 1/36 Months
| E1237 RR | Wheelchair, Pediatric Size, Rigid, Adjustable, Without Seating System | Day | Y | 6.93 | 3 Months
| E1238 | Wheelchair, Pediatric Size, Folding, Adjustable, Without Seating System | Each | Y | 2170.3 | 1/36 Months
| E1238 RR | Wheelchair, Pediatric Size, Folding, Adjustable, Without Seating System | Day | Y | 6.87 | 3 Months
Lightweight Wheelchairs
| E1240 | Lightweight Wheelchair, Detachable Arms, (Desk Or Full Length) Swing Away, Detachable Elevating Leg Rests | Each | N | 1360.38 | 1/60 Months
| E1240 RR | Lightweight Wheelchair, Detachable Arms, (Desk Or Full Length), Swing Away, Detachable Elevating Leg Rests | Day | N | 4.32 | 3 Months
| E1250 | Lightweight Wheelchair, Fixed Full Length Arms, Swing Away, Detachable Foot Rests | Each | N | 505.04 | 1/60 Months
| E1250 RR | Lightweight Wheelchair, Fixed Full Length Arms, Swing Away, Detachable Foot Rests | Day | N | 1.68 | 3 Months
| E1260 | Lightweight Wheelchair, Detachable Arms Desk Or Full Length, Swing Away, Detachable Footrests | Each | N | 662.76 | 1/60 Months
| E1260 RR | Lightweight Wheelchair, Detachable Arms, Desk Or Full Length, Swing Away, Detachable Footrests | Day | N | 2.21 | 3 Months
| E1270 | Lightweight Wheelchair, Fixed Full Length Arms, Swing Away, Detachable Elevating Leg Rests | Each | N | 1042.31 | 1/60 Months
| E1270 RR | Lightweight Wheelchair, Fixed Full Length Arms, Swing Away, Detachable Elevating Leg Rests | Day | N | 3.31 | 3 Months
| K0003 | Lightweight Wheelchair | Each | Y | 587.29 | 1/60 Months
| K0003 RR | Lightweight Wheelchair | Day | N | 1.2 | 3 Months
Other Manual Wheelchairs
| K0001 | Standard Wheelchair | Each | Y | 369.34 | 1/60 Months
| K0001 RR | Standard Wheelchair | Day | N | 0.92 | 3 Months
| K0004 | High Strength Wheelchair | Each | Y | 733.87 | 1/60 Months
| K0004 RR | High Strength Wheelchair | Day | N | 1.68 | 3 Months
| K0005 | Ultralightweight Wheelchair | Each | Y | 2324.79 | 1/60 Months
| K0005 RR | Ultralightweight Wheelchair | Day | N | 7.75 | 3 Months
| K0008 | Custom manual wheelchair/base | Each | Y | 3.161.26 | 1/60 Months
| K0009 | Other Manual Wheelchair/Base | Each | Y | 943.61 | 1/60 Months
| K0009 RR | Other Manual Wheelchair/Base | Day | Y | 3 | 3 Months
Power Operated Vehicle Group 1
| K0800 | Power Operated Vehicle, Group 1 Standard, Patient Weight Capacity Up To And Including 300 Pounds | Each | Y | 987.94 | 1/60 Months
| K0800 RR | Power Operated Vehicle, Group 1 Standard, Patient Weight Capacity Up To And Including 300 Pounds | Day | Y | 3.29 | 3 Months
| K0801 | Power Operated Vehicle, Group 1 Heavy Duty, Patient Weight Capacity, 301 To 450 Pounds | Each | Y | 1834.75 | 1/60 Months
| K0801 RR | Power Operated Vehicle, Group 1 Heavy Duty, Patient Weight Capacity, 301 To 450 Pounds | Day | Y | 6.12 | 3 Months
| K0802 | Power Operated Vehicle, Group 1 Very Heavy Duty, Patient Weight Capacity 451 To 600 Pound | Each | Y | 2428.46 | 1/60 Months
| K0802 RR | Power Operated Vehicle, Group 1 Very Heavy Duty, Patient Weight Capacity 451 To 600 Pound | Day | Y | 8.09 | 3 Months
Misc Power Chairs
| K0010 RR | Standard weight frame motorized/power wheelchair (Rental Only) | Day | Y | 15.91 | 3 Months
| K0011RR | Standard weight frame motorized/power wheelchair with programmable contol (Rental Only) | Day | Y | 23.27 | 3 Months
| K0012 RR | Light weight portable motorized/power wheelchair (Rental Only) | Day | Y | 12.86 | 3 Months
| K0013 | Custom motorized/power wheelchair base | Each | Y | P-$ IC | 1/60 Months
Power Wheelchair Group 1
| K0813 | Power Wheelchair, Group 1 Standard, Portable, Sling/Solid Seat And Back, Patient Weight Capacity Up To And Including 300 Pounds | Each | Y | 2130.1 | 1/60 Months
| K0813 RR | Power Wheelchair, Group 1 Standard, Portable, Sling/Solid Seat And Back, Patient Weight Capacity Up To And Including 300 Pounds | Day | Y | 10.14 | 3 Months
| K0814 | Power Wheelchair, Group 1 Standard, Portable, Captains Chair, Patient Weight Capacity Up To And Including 300 Pounds | Each | Y | 2298.13 | 1/60 Months
| K0814 RR | Power Wheelchair, Group 1 Standard, Portable, Captains Chair, Patient Weight Capacity Up To And Including 300 Pounds | Day | Y | 9.89 | 3 Months
| K0815 | Power Wheelchair, Group 1 Standard, Sling/Solid Seat And Back, Patient Weight Capacity Up To And Including 300 Pounds | Each | Y | 2576.51 | 1/60 Months
| K0815 RR | Power Wheelchair, Group 1 Standard, Sling/Solid Seat And Back, Patient Weight Capacity Up To And Including 300 Pounds | Day | Y | 11.35 | 3 Months
| K0816 | Power Wheelchair, Group 1 Standard, Captains Chair, Patient Weight Capactiy Up To And Including 300 Pounds | Each | Y | 2428.84 | 1/60 Months
| K0816 RR | Power Wheelchair, Group 1 Standard, Captains Chair, Patient Weight Capactiy Up To And Including 300 Pounds | Day | Y | 10.98 | 3 Months
Powered Operated Vehicle Group 2
| K0806 | Power Operated Vehicle, Group 2 Standard, Patient Weight Capacity Up To And Including 300 Pounds | Each | Y | 1532.57 | 1/60 Months
| K0806 RR | Power Operated Vehicle, Group 2 Standard, Patient Weight Capacity Up To And Including 300 Pounds | Day | Y | 5.11 | 3 Months
| K0807 | Power Operated Vehicle, Group 2 Heavy Duty, Patient Weight Capacity 301 To 450 Pounds | Each | Y | 2375.11 | 1/60 Months
| K0807 RR | Power Operated Vehicle, Group 2 Heavy Duty, Patient Weight Capacity 301 To 450 Pounds | Day | Y | 7.92 | 3 Months
| K0808 | Power Operated Vehicle, Group 2 Very Heavy Duty, Patient Weight Capacity 451 To 600 Pounds | Each | Y | 3671.52 | 1/60 Months
| K0808 RR | Power Operated Vehicle, Group 2 Very Heavy Duty, Patient Weight Capacity 451 To 600 Pounds | Day | Y | 12.24 | 3 Months
Power Wheelchair Group 2
| K0820 | Power Wheelchair, Group 2 Standard, Portable, Sling/Solid Seat/Back, Patient Weight Capacity Up To And Including 300 Pounds | Each | Y | 2190.81 | 1/60 Months
| K0820 RR | Power Wheelchair, Group 2 Standard, Portable, Sling/Solid Seat/Back, Patient Weight Capacity Up To And Including 300 Pounds | Day | Y | 10.43 | 3 Months
| K0821 | Power Wheelchair, Group 2 Standard, Portable, Captains Chair, Patient Weight Capacity Up To And Including 300 Pounds | Each | Y | 2414.11 | 1/60 Months
| K0821 RR | Power Wheelchair, Group 2 Standard, Portable, Captains Chair, Patient Weight Capacity Up To And Including 300 Pounds | Day | Y | 11.01 | 3 Months
| K0822 | Power Wheelchair, Group 2 Standard, Sling/Solid Seat/Back, Patient Weight Capacity Up To And Including 300 Pounds | Each | Y | 2708.49 | 1/60 Months
| K0822 RR | Power Wheelchair, Group 2 Standard, Sling/Solid Seat/Back, Patient Weight Capacity Up To And Including 300 Pounds | Day | Y | 11.22 | 3 Months
| K0823 | Power Wheelchair, Group 2 Standard, Captains Chair, Patient Weight Capacity Up To And Including 300 Pounds | Each | Y | 2609.59 | 1/60 Months
| K0823 RR | Power Wheelchair, Group 2 Standard, Captains Chair, Patient Weight Capacity Up To And Including 300 Pounds | Day | Y | 10.37 | 3 Months
| K0824 | Power Wheelchair, Group 2 Heavy Duty, Sling/Solid Seat/Back, Patient Weight Capacity 301 To 450 Pounds | Each | Y | 3680.25 | 1/60 Months
| K0824 RR | Power Wheelchair, Group 2 Heavy Duty, Sling/Solid Seat/Back, Patient Weight Capacity 301 To 450 Pounds | Day | Y | 15.42 | 3 Months
| K0825 | Power Wheelchair, Group 2 Heavy Duty, Captains Chair, Patient Weight Capacity 301 To 450 Pounds | Each | Y | 3345.62 | 1/60 Months
| K0825 RR | Power Wheelchair, Group 2 Heavy Duty, Captains Chair, Patient Weight Capacity 301 To 450 Pounds | Day | Y | 15.09 | 3 Months
| K0826 | Power Wheelchair, Group 2 Very Heavy Duty, Sling/Solid Seat/Back, Patient Weight Capacity 451 To 600 Pounds | Each | Y | 5656.73 | 1/60 Months
| K0826 RR | Power Wheelchair, Group 2 Very Heavy Duty, Sling/Solid Seat/Back, Patient Weight Capacity 451 To 600 Pounds | Day | Y | 24.92 | 3 Months
| K0827 | Power Wheelchair, Group 2 Very Heavy Duty, Captains Chair, Patient Weight Capacity 451 To 600 Pounds | Each | Y | 4929.89 | 1/60 Months
| K0827 RR | Power Wheelchair, Group 2 Very Heavy Duty, Captains Chair, Patient Weight Capacity 451 To 600 Pounds | Day | Y | 23.03 | 3 Months
| K0828 | Power Wheelchair, Group 2 Extra Heavy Duty, Sling/Solid Seat/Back, Patient Weight Capacity 601 Pounds Or More | Each | Y | 7027.62 | 1/60 Months
| K0828 RR | Power Wheelchair, Group 2 Extra Heavy Duty, Sling/Solid Seat/Back, Patient Weight Capacity 601 Pounds Or More | Day | Y | 33.46 | 3 Months
| K0829 | Power Wheelchair, Group 2 Extra Heavy Duty, Captains Chair, Patient Weight Capacity 601 Pounds Or More | Each | Y | 7410.9 | 1/60 Months
| K0829 RR | Power Wheelchair, Group 2 Extra Heavy Duty, Captains Chair, Patient Weight Capacity 601 Pounds Or More | Day | Y | 35.29 | 3 Months
| K0830 | Power Wheelchair, Group 2 Standard, Seat Elevator, Sling/Solid Seat/Back, Patient Weight Capacity Up To And Including 300 Pounds | Each | Y | 2639.73 | 1/60 Months
| K0830 RR | Power Wheelchair, Group 2 Standard, Seat Elevator, Sling/Solid Seat/Back, Patient Weight Capacity Up To And Including 300 Pounds | Day | Y | 11.37 | 3 Months
| K0831 | Power Wheelchair, Group 2 Standard, Seat Elevator, Captains Chair, Patient Weight Capacity Up To And Including 300 Pounds | Each | Y | 3522.69 | 1/60 Months
| K0831 RR | Power Wheelchair, Group 2 Standard, Seat Elevator, Captains Chair, Patient Weight Capacity Up To And Including 300 Pounds | Day | Y | 11.37 | 3 Months
| K0835 | Power Wheelchair, Group 2 Standard, Single Power Option, Sling/Solid Seat/Back, Patient Weight Capacity Up To And Including 300 Pounds | Each | Y | 3047.42 | 1/60 Months
| K0835 RR | Power Wheelchair, Group 2 Standard, Single Power Option, Sling/Solid Seat/Back, Patient Weight Capacity Up To And Including 300 Pounds | Day | Y | 14.51 | 3 Months
| K0836 | Power Wheelchair, Group 2 Standard, Single Power Option, Captains Chair, Patient Weight Capacity Up To And Including 300 Pounds | Each | Y | 3160.53 | 1/60 Months
| K0836 RR | Power Wheelchair, Group 2 Standard, Single Power Option, Captains Chair, Patient Weight Capacity Up To And Including 300 Pounds | Day | Y | 15.05 | 3 Months
| K0837 | Power Wheelchair, Group 2 Heavy Duty, Single Power Option, Sling/Solid Seat/Back, Patient Weight Capacity 301 To 450 Pounds | Each | Y | 3810.77 | 1/60 Months
| K0837 RR | Power Wheelchair, Group 2 Heavy Duty, Single Power Option, Sling/Solid Seat/Back, Patient Weight Capacity 301 To 450 Pounds | Day | Y | 18.15 | 3 Months
| K0838 | Power Wheelchair, Group 2 Heavy Duty, Single Power Option, Captains Chair, Patient Weight Capacity 301 To 450 Pounds | Each | Y | 3388.51 | 1/60 Months
| K0838 RR | Power Wheelchair, Group 2 Heavy Duty, Single Power Option, Captains Chair, Patient Weight Capacity 301 To 450 Pounds | Day | Y | 16.14 | 3 Months
| K0839 | Power Wheelchair, Group 2 Very Heavy Duty, Single Power Option, Sling/Solid Seat/Back, Patient Weight Capacity 451 To 600 Pounds | Each | Y | 5017.79 | 1/60 Months
| K0839 RR | Power Wheelchair, Group 2 Very Heavy Duty, Single Power Option, Sling/Solid Seat/Back, Patient Weight Capacity 451 To 600 Pounds | Day | Y | 23.89 | 3 Months
| K0840 | Power Wheelchair, Group 2 Extra Heavy Duty, Single Power Option, Sling/Solid Seat/Back, Patient Weight Capacity 601 Pounds Or More | Each | Y | 7669.36 | 1/60 Months
| K0840 RR | Power Wheelchair, Group 2 Extra Heavy Duty, Single Power Option, Sling/Solid Seat/Back, Patient Weight Capacity 601 Pounds Or More | Day | Y | 36.52 | 3 Months
| K0841 | Power Wheelchair, Group 2 Standard, Multiple Power Option, Sling/Solid Seat/Back, Patient Weight Capacity Up To And Including 300 Pounds | Each | Y | 3365.44 | 1/60 Months
| K0841 RR | Power Wheelchair, Group 2 Standard, Multiple Power Option, Sling/Solid Seat/Back, Patient Weight Capacity Up To And Including 300 Pounds | Day | Y | 16.03 | 3 Months
| K0842 | Power Wheelchair, Group 2 Standard, Multiple Power Option, Captains Chair, Patient Weight Capacity Up To And Including 300 Pounds | Each | Y | 3362.29 | 1/60 Months
| K0842 RR | Power Wheelchair, Group 2 Standard, Multiple Power Option, Captains Chair, Patient Weight Capacity Up To And Including 300 Pounds | Day | Y | 16.01 | 3 Months
| K0843 | Power Wheelchair, Group 2 Heavy Duty, Multiple Power Option, Sling/Solid Seat/Back, Patient Weight Capacity 301 To 450 Pounds | Each | Y | 4011.16 | 1/60 Months
| K0843 RR | Power Wheelchair, Group 2 Heavy Duty, Multiple Power Option, Sling/Solid Seat/Back, Patient Weight Capacity 301 To 450 Pounds | Day | Y | 19.1 | 3 Months
Power Wheelchair Group 3
| K0848 | Power Wheelchair, Group 3 Standard, Sling/Solid Seat/Back, Patient Weight Capacity Up To And Including 300 Pounds | Each | Y | 6013.73 | 1/60 Months
| K0848 RR | Power Wheelchair, Group 3 Standard, Sling/Solid Seat/Back, Patient Weight Capacity Up To And Including 300 Pounds | Day | Y | 28.64 | 3 Months
| K0849 | Power Wheelchair, Group 3 Standard, Captains Chair, Patient Weight Capacity Up To And Including 300 Pounds | Each | Y | 5781.84 | 1/60 Months
| K0849 RR | Power Wheelchair, Group 3 Standard, Captains Chair, Patient Weight Capacity Up To And Including 300 Pounds | Day | Y | 27.53 | 3 Months
| K0850 | Power Wheelchair, Group 3 Heavy Duty, Sling/Solid Seat/Back, Patient Weight Capacity 301 To 450 Pounds | Each | Y | 6975.66 | 1/60 Months
| K0850 RR | Power Wheelchair, Group 3 Heavy Duty, Sling/Solid Seat/Back, Patient Weight Capacity 301 To 450 Pounds | Day | Y | 33.22 | 3 Months
| K0851 | Power Wheelchair, Group 3 Heavy Duty, Captains Chair, Patient Weight Capacity 301 To 450 Pounds | Each | Y | 6707.21 | 1/60 Months
| K0851 RR | Power Wheelchair, Group 3 Heavy Duty, Captains Chair, Patient Weight Capacity 301 To 450 Pounds | Day | Y | 31.94 | 3 Months
| K0852 | Power Wheelchair, Group 3 Very Heavy Duty, Sling/Solid Seat/Back, Patient Weight Capacity 451 To 600 Pounds | Each | Y | 8059.96 | 1/60 Months
| K0852 RR | Power Wheelchair, Group 3 Very Heavy Duty, Sling/Solid Seat/Back, Patient Weight Capacity 451 To 600 Pounds | Day | Y | 38.38 | 3 Months
| K0853 | Power Wheelchair, Group 3 Very Heavy Duty, Captains Chair, Patient Weight Capacity, 451 To 600 Pounds | Each | Y | 8279.63 | 1/60 Months
| K0853 RR | Power Wheelchair, Group 3 Very Heavy Duty, Captains Chair, Patient Weight Capacity, 451 To 600 Pounds | Day | Y | 39.43 | 3 Months
| K0854 | Power Wheelchair, Group 3 Extra Heavy Duty, Sling/Solid Seat/Back, Patient Weight Capacity 601 Pounds Or More | Each | Y | 10968.68 | 1/60 Months
| K0854 RR | Power Wheelchair, Group 3 Extra Heavy Duty, Sling/Solid Seat/Back, Patient Weight Capacity 601 Pounds Or More | Day | Y | 52.53 | 3 Months
| K0855 | Power Wheelchair, Group 3 Extra Heavy Duty, Captains Chair, Patient Weight Capacity 601 Pounds Or More | Each | Y | 10361.56 | 1/60 Months
| K0855 RR | Power Wheelchair, Group 3 Extra Heavy Duty, Captains Chair, Patient Weight Capacity 601 Pounds Or More | Day | Y | 49.34 | 3 Months
| K0856 | Power Wheelchair, Group 3 Standard, Single Power Option, Sling/Solid Seat/Back, Patient Weight Capacity Up To And Including 300 Pounds | Each | Y | 6455.02 | 1/60 Months
| K0856 RR | Power Wheelchair, Group 3 Standard, Single Power Option, Sling/Solid Seat/Back, Patient Weight Capacity Up To And Including 300 Pounds | Day | Y | 30.74 | 3 Months
| K0857 | Power Wheelchair, Group 3 Standard, Single Power Option, Captains Chair, Patient Weight Capacity Up To And Including 300 Pounds | Each | Y | 6584.52 | 1/60 Months
| K0857 RR | Power Wheelchair, Group 3 Standard, Single Power Option, Captains Chair, Patient Weight Capacity Up To And Including 300 Pounds | Day | Y | 31.35 | 3 Months
| K0858 | Power Wheelchair, Group 3 Heavy Duty, Single Power Option, Sling/Solid Seat/Back, Patient Weight Capacity 301 To 450 Pounds | Each | Y | 8008.86 | 1/60 Months
| K0858 RR | Power Wheelchair, Group 3 Heavy Duty, Single Power Option, Sling/Solid Seat/Back, Patient Weight Capacity 301 To 450 Pounds | Day | Y | 38.14 | 3 Months
| K0859 | Power Wheelchair, Group 3 Heavy Duty, Single Power Option, Captains Chair, Patient Weight Capacity 301 To 450 Pounds | Each | Y | 7638.02 | 1/60 Months
| K0859 RR | Power Wheelchair, Group 3 Heavy Duty, Single Power Option, Captains Chair, Patient Weight Capacity 301 To 450 Pounds | Day | Y | 36.37 | 3 Months
| K0860 | Power Wheelchair, Group 3 Very Heavy Duty, Single Power Option, Sling/Solid Seat/Back, Patient Weight Capacity 451 To 600 Pounds | Each | Y | 11441.69 | 1/60 Months
| K0860 RR | Power Wheelchair, Group 3 Very Heavy Duty, Single Power Option, Sling/Solid Seat/Back, Patient Weight Capacity 451 To 600 Pounds | Day | Y | 54.48 | 3 Months
| K0861 | Power Wheelchair, Group 3 Standard, Multiple Power Option, Sling/Solid Seat/Back, Patient Weight Capacity Up To And Including 300 Pounds | Each | Y | 6465.39 | 1/60 Months
| K0861 RR | Power Wheelchair, Group 3 Standard, Multiple Power Option, Sling/Solid Seat/Back, Patient Weight Capacity Up To And Including 300 Pounds | Day | Y | 30.79 | 3 Months
| K0862 | Power Wheelchair, Group 3 Heavy Duty, Multiple Power Option, Sling/Solid Seat/Back, Patient Weight Capacity 301 To 450 Pounds | Each | Y | 8008.86 | 1/60 Months
| K0862 RR | Power Wheelchair, Group 3 Heavy Duty, Multiple Power Option, Sling/Solid Seat/Back, Patient Weight Capacity 301 To 450 Pounds | Day | Y | 38.14 | 3 Months
| K0863 | Power Wheelchair, Group 3 Very Heavy Duty, Multiple Power Option, Sling/Solid Seat/Back, Patient Weight Capacity 451 To 600 Pounds | Each | Y | 11441.69 | 1/60 Months
| K0863 RR | Power Wheelchair, Group 3 Very Heavy Duty, Multiple Power Option, Sling/Solid Seat/Back, Patient Weight Capacity 451 To 600 Pounds | Day | Y | 54.48 | 3 Months
| K0864 | Power Wheelchair, Group 3 Extra Heavy Duty, Multiple Power Option, Sling/Solid Seat/Back, Patient Weight Capacity 601 Pounds Or More | Each | Y | 13615.54 | 1/60 Months
| K0864 RR | Power Wheelchair, Group 3 Extra Heavy Duty, Multiple Power Option, Sling/Solid Seat/Back, Patient Weight Capacity 601 Pounds Or More | Day | Y | 64.84 | 3 Months
Power Wheelchair Group 4
| K0868 | Power Wheelchair, Group 4 Standard, Sling/Solid Seat/Back, Patient Weight Capacity Up To And Including 300 Pounds | Each | Y | 5273.81 | 1/60 Months
| K0868 RR | Power Wheelchair, Group 4 Standard, Sling/Solid Seat/Back, Patient Weight Capacity Up To And Including 300 Pounds | Day | Y | 17.01 | 3 Months
| K0869 | Power Wheelchair, Group 4 Standard, Captains Chair, Patient Weight Capacity Up To And Including 300 Pounds | Each | Y | 5068.89 | 1/60 Months
| K0869 RR | Power Wheelchair, Group 4 Standard, Captains Chair, Patient Weight Capacity Up To And Including 300 Pounds | Day | Y | 16.35 | 3 Months
| K0870 | Power Wheelchair, Group 4 Heavy Duty, Sling/Solid Seat/Back, Patient Weight Capacity 301 To 450 Pounds | Each | Y | 5853.88 | 1/60 Months
| K0870 RR | Power Wheelchair, Group 4 Heavy Duty, Sling/Solid Seat/Back, Patient Weight Capacity 301 To 450 Pounds | Day | Y | 18.88 | 3 Months
| K0871 | Power Wheelchair, Group 4 Very Heavy Duty, Sling/Solid Seat/Back, Patient Weight Capacity 451 To 600 Pounds | Each | Y | 7106.71 | 1/60 Months
| K0871 RR | Power Wheelchair, Group 4 Very Heavy Duty, Sling/Solid Seat/Back, Patient Weight Capacity 451 To 600 Pounds | Day | Y | 22.92 | 3 Months
| K0877 | Power Wheelchair, Group 4 Standard, Single Power Option, Sling/Solid Seat/Back, Patient Weight Capacity Up To And Including 300 Pounds | Each | Y | 5669.56 | 1/60 Months
| K0877 RR | Power Wheelchair, Group 4 Standard, Single Power Option, Sling/Solid Seat/Back, Patient Weight Capacity Up To And Including 300 Pounds | Day | Y | 18.29 | 3 Months
| K0878 | Power Wheelchair, Group 4 Standard, Single Power Option, Captains Chair, Patient Weight Capacity Up To And Including 300 Pounds | Each | Y | 5782.93 | 1/60 Months
| K0878 RR | Power Wheelchair, Group 4 Standard, Single Power Option, Captains Chair, Patient Weight Capacity Up To And Including 300 Pounds | Day | Y | 18.65 | 3 Months
| K0879 | Power Wheelchair, Group 4 Heavy Duty, Single Power Option, Sling/Solid Seat/Back, Patient Weight Capacity 301 To 450 Pounds | Each | Y | 7061.03 | 1/60 Months
| K0879 RR | Power Wheelchair, Group 4 Heavy Duty, Single Power Option, Sling/Solid Seat/Back, Patient Weight Capacity 301 To 450 Pounds | Day | Y | 22.78 | 3 Months
| K0880 | Power Wheelchair, Group 4 Very Heavy Duty, Single Power Option, Sling/Solid Seat/Back, Patient Weight 451 To 600 Pounds | Each | Y | 9923.6 | 1/60 Months
| K0880 RR | Power Wheelchair, Group 4 Very Heavy Duty, Single Power Option, Sling/Solid Seat/Back, Patient Weight 451 To 600 Pounds | Day | Y | 32.01 | 3 Months
| K0884 | Power Wheelchair, Group 4 Standard, Multiple Power Option, Sling/Solid Seat/Back, Patient Weight Capacity Up To And Including 300 Pounds | Each | Y | 5678.53 | 1/60 Months
| K0884 RR | Power Wheelchair, Group 4 Standard, Multiple Power Option, Sling/Solid Seat/Back, Patient Weight Capacity Up To And Including 300 Pounds | Day | Y | 18.32 | 3 Months
| K0885 | Power Wheelchair, Group 4 Standard, Multiple Power Option, Captains Chair, Weight Capacity Up To And Including 300 Pounds | Each | Y | 5678.53 | 1/60 Months
| K0885 RR | Power Wheelchair, Group 4 Standard, Multiple Power Option, Captains Chair, Weight Capacity Up To And Including 300 Pounds | Day | Y | 18.32 | 3 Months
| K0886 | Power Wheelchair, Group 4 Heavy Duty, Multiple Power Option, Sling/Solid Seat/Back, Patient Weight Capacity 301 To 450 Pounds | Each | Y | 7061.03 | 1/60 Months
| K0886 RR | Power Wheelchair, Group 4 Heavy Duty, Multiple Power Option, Sling/Solid Seat/Back, Patient Weight Capacity 301 To 450 Pounds | Day | Y | 22.78 | 3 Months
|  | Power Wheelchair Group 5 |  | Y
| K0890 | Power Wheelchair, Group 5 Pediatric, Single Power Option, Sling/Solid Seat/Back, Patient Weight Capacity Up To And Including 125 Pounds | Each | Y | 7946.19 | 1/60 Months
| K0890 RR | Power Wheelchair, Group 5 Pediatric, Single Power Option, Sling/Solid Seat/Back, Patient Weight Capacity Up To And Including 125 Pounds | Day | Y | 25.63 | 3 Months
| K0891 | Power Wheelchair, Group 5 Pediatric, Multiple Power Option, Sling/Solid Seat/Back, Patient Weight Capacity Up To And Including 125 Pounds | Each | Y | P-$ IC | 1/60 Months
| K0891 RR | Power Wheelchair, Group 5 Pediatric, Multiple Power Option, Sling/Solid Seat/Back, Patient Weight Capacity Up To And Including 125 Pounds | Day | Y | P-$ IC | 3 Months
Misc. Parts
Z7729, E1399* | K0108 | Medical Stroller Type Mobility Device. | Each | Y | P-$ I.C. | 1/36 Months
Z4212, E1399* | K0108 | Chest Strap | Each | Y | 30.09 | 1/12 Months
Z4214, E1399* | K0108 | Cushion Cover (Incontinence Cover) | Each | Y | 30.94 | 2/12 Months
Z7703, E1399* | K0108 | Custom Seat And/Or Back For Wheelchair | Each | Y | P-$ I.C. | 1/36 Months
Z4209, E1399* | K0108 | Custom Seat Insert (Manufactured Specifically Per Patient Order) (have codes designated by cushion height) | Each | Y | P-$ I.C. | 1/36 Months
Z7728, E1399* | K0108 | Custom, Complex, 3 Piece Occipital Head Rest With Hardware. | Each | Y | P-$ I.C. | 1/36 Months
Z7724, E1399* | K0108 | Extra-Large (Greater Than 18 Wide Or 18 Deep) Low Pressure And Positioning Cushion. | Each | Y | P-$ I.C. | 1/36 Months
Z7710, E1399* | K0108 | Fluid Supplement Pads | Each | Y | P-$ I.C. | I.C.
Z7705, E1399* | K0108 | Hardware For Custom Seat And/Or Back | Each | Y | P-$ I.C. | 1/36 Months
Z7726, E1399* | K0108 | Leg Trough | Each | Y | P-$ I.C. | 2/36 Months
Z7730, E1399* | K0108 | Misc. Part Or Component For Use With Medical Stroller. | Each | Y | P-$ I.C. | I.C.
| K0108 | Wheelchair Tiedowns (also known as transit option or transit bracket) | Each | Y | P-$ I.C. | 1/60 Months
Z4210, E1399* | K0108 | Shoe Holders | Each | Y | 51.33 | 2/36 Months
Z7716; Z7717; Z7720; Z7721; Z7727; E1399* | K0108 | Special/Miscellaneous Hardware or Component For Power or Manual Wheelchair Not Otherwise Specified. | Each | Y | P-$ I.C. | I.C.
Z7718, E1399* | K0108 | Standby Switch For Use With Specially Controlled Power Mobility Device. | Each | Y | P-$ I.C. | 1/60 Months
Z4099, E1399* | K0108 | Subasis Bar (Swing Away Or Stationary) | Each | Y | 226.28 | 1/60 Months
Z7706, E1399* | K0108 | Thoracic Pads With Hardware | Each | Y | P-$ I.C. | 2/36 Months
Z7722, E1399* | K0108 | Wheelchair Mount For Communication Device | Each | Y | P-$ I.C. | 1/36 Months
Changes
Rates updated 1/1/2025 Competitive bidding rates are noted in blue and effective 1/1/2025 - Face to Face column added 7/1/17
HCPCS codes marked in pink are to only be used in conjuction with a Group 3 and above rehabilitative power wheelchairs. Rates effective 1/1/2025.
*K0108 new code to replace E1399 , for any wheelchair item which was coded as an E1399 use K0108, W/C accessory